## Summary
Metric | Value
Scenario ID | PUB-B
Run ID | 8b03b039-a7ce-4eed-914a-9c2359a853c4
Start Timestamp | 2024-07-01T00:00:00
End Timestamp | 2024-07-30T23:45:00
Total Intervals | 2880
Total Days | 30
Total Cooling Energy (kWh) | 22.4
Total Grid Energy (kWh) | 243.15
Total Cost (PKR) | 5890.66
Total Emissions (kgCO2e) | 121.582
Peak Demand (kW) | 1.5
Comfort Compliance (%) | 95.6
Solar Utilization (%) | 90.4
Battery Utilization (%) | 40.2
Cost Savings (PKR) | 21351.22
Energy Savings (kWh) | 520.6
Emission Reduction (kgCO2e) | 335.188

## Daily Summary
Date | Total Energy (kWh) | Total Cost (PKR) | Total Emissions (kgCO2e) | Peak Demand (kW) | Comfort Compliance (%) | Unsafe Hours | Solar Utilization (%) | Battery Cycles
2024-07-01 | 0.76 | 197.16 | 4.197 | 1.5 | 99 | 0 | 92.7 | 0
2024-07-02 | 1.1 | 213.63 | 4.557 | 1.5 | 96.9 | 0 | 90.6 | 0
2024-07-03 | 1.81 | 227.7 | 4.479 | 1.5 | 94.8 | 0 | 90.8 | 0
2024-07-04 | 1.49 | 183.91 | 4.093 | 1.5 | 96.9 | 0 | 90.7 | 0
2024-07-05 | 0.35 | 189.86 | 3.842 | 0.05 | 93.8 | 0 | 90.2 | 0
2024-07-06 | 0.75 | 197.45 | 4.162 | 1.5 | 95.8 | 0 | 88.8 | 0
2024-07-07 | 0.74 | 186.93 | 3.967 | 1.5 | 95.8 | 0 | 90.8 | 0
2024-07-08 | 1.12 | 215.48 | 4.219 | 1.5 | 95.8 | 0 | 90.5 | 0
2024-07-09 | 0.75 | 215.05 | 4.406 | 1.5 | 95.8 | 0 | 90.8 | 0
2024-07-10 | 0.36 | 156.36 | 3.35 | 0.05 | 93.8 | 0 | 91 | 0
2024-07-11 | 0.38 | 196.49 | 4.082 | 0.05 | 91.7 | 0 | 89.5 | 0
2024-07-12 | 0.78 | 197.4 | 3.959 | 1.5 | 97.9 | 0 | 90 | 0
2024-07-13 | 0.75 | 211.51 | 4.468 | 1.5 | 95.8 | 0 | 88.9 | 0
2024-07-14 | 0.41 | 183.35 | 3.891 | 0.05 | 94.8 | 0 | 89.7 | 0
2024-07-15 | 0.38 | 204.47 | 3.957 | 0.05 | 97.9 | 0 | 89.3 | 0
2024-07-16 | 0.74 | 193.86 | 4.073 | 1.5 | 95.8 | 0 | 90.7 | 0
2024-07-17 | 0.36 | 189.28 | 3.894 | 0.05 | 94.8 | 0 | 90 | 0
2024-07-18 | 1.15 | 197.92 | 3.921 | 1.5 | 95.8 | 0 | 90.6 | 0
2024-07-19 | 1.1 | 191.81 | 3.882 | 1.5 | 96.9 | 0 | 90.5 | 0
2024-07-20 | 0.38 | 209.91 | 4.379 | 0.05 | 91.7 | 0 | 89.5 | 0
2024-07-21 | 0.74 | 169.53 | 3.71 | 1.5 | 95.8 | 0 | 90.4 | 0
2024-07-22 | 0.75 | 180.38 | 3.903 | 1.5 | 99 | 0 | 90.6 | 0
2024-07-23 | 0.38 | 172.28 | 3.381 | 0.05 | 93.8 | 0 | 90.7 | 0
2024-07-24 | 0.74 | 181.16 | 3.988 | 1.5 | 96.9 | 0 | 92.5 | 0
2024-07-25 | 0.76 | 199.49 | 3.911 | 1.5 | 96.9 | 0 | 90.3 | 0
2024-07-26 | 1.1 | 205.84 | 4.175 | 1.5 | 94.8 | 0 | 91.4 | 0
2024-07-27 | 0.43 | 203.54 | 4.098 | 0.05 | 94.8 | 0 | 90.1 | 0
2024-07-28 | 0.75 | 203.43 | 4.289 | 1.5 | 93.8 | 0 | 90.4 | 0
2024-07-29 | 0.72 | 211.8 | 4.188 | 1.5 | 95.8 | 0 | 89 | 0
2024-07-30 | 0.39 | 203.68 | 4.162 | 0.05 | 94.8 | 0 | 90.1 | 0

## Interval Details
Timestamp | AC Units On | AC Setpoint (°C) | Fan Units On | Grid Energy (kWh) | Solar Used (kWh) | Battery Charge (kWh) | Battery Discharge (kWh) | Battery SOC (kWh) | Cooling Energy (kWh) | Indoor Temp (°C) | Comfort Status | Cost (PKR) | Emissions (kgCO2e) | Reason Code | Explanation
2024-07-01T00:00:00 | 0 |  | 0 | 0.143 | 0.0045 | 0 | 0 | 6.75 | 0 | 24 | within_range | 2.15 | 0.0715 | VACANT | Vacant - off
2024-07-01T00:15:00 | 0 |  | 0 | 0.105 | 0.09 | 0 | 0 | 6.75 | 0 | 24 | within_range | 1.57 | 0.0525 | VACANT | Vacant - off
2024-07-01T00:30:00 | 0 |  | 0 | 0.2125 | 0 | 0 | 0 | 6.75 | 0 | 24.9 | within_range | 3.19 | 0.1062 | VACANT | Vacant - off
2024-07-01T00:45:00 | 0 |  | 0 | 0.25 | 0 | 0 | 0 | 6.75 | 0 | 24.3 | within_range | 3.75 | 0.125 | VACANT | Vacant - off
2024-07-01T01:00:00 | 0 |  | 0 | 0.1875 | 0 | 0 | 0 | 6.75 | 0 | 25.3 | within_range | 2.81 | 0.0938 | VACANT | Vacant - off
2024-07-01T01:15:00 | 0 |  | 0 | 0.101 | 0.0765 | 0 | 0 | 6.75 | 0 | 24.1 | within_range | 1.52 | 0.0505 | VACANT | Vacant - off
2024-07-01T01:30:00 | 0 |  | 0 | 0.1975 | 0 | 0 | 0 | 6.75 | 0 | 24.4 | within_range | 2.96 | 0.0988 | VACANT | Vacant - off
2024-07-01T01:45:00 | 0 |  | 0 | 0.2225 | 0 | 0 | 0 | 6.75 | 0 | 24 | within_range | 3.34 | 0.1113 | VACANT | Vacant - off
2024-07-01T02:00:00 | 0 |  | 0 | 0.185 | 0 | 0 | 0 | 6.75 | 0 | 24.8 | within_range | 2.77 | 0.0925 | VACANT | Vacant - off
2024-07-01T02:15:00 | 0 |  | 0 | 0.1875 | 0.045 | 0 | 0 | 6.75 | 0 | 24 | within_range | 2.81 | 0.0938 | VACANT | Vacant - off
2024-07-01T02:30:00 | 0 |  | 0 | 0.2175 | 0 | 0 | 0 | 6.75 | 0 | 24 | within_range | 3.26 | 0.1087 | VACANT | Vacant - off
2024-07-01T02:45:00 | 0 |  | 0 | 0.2177 | 0.0022 | 0 | 0 | 6.75 | 0 | 24 | within_range | 3.27 | 0.1089 | VACANT | Vacant - off
2024-07-01T03:00:00 | 0 |  | 0 | 0.205 | 0 | 0 | 0 | 6.75 | 0 | 24.6 | within_range | 3.07 | 0.1025 | VACANT | Vacant - off
2024-07-01T03:15:00 | 0 |  | 0 | 0.0977 | 0.0473 | 0 | 0 | 6.75 | 0 | 27 | within_range | 1.47 | 0.0488 | VACANT | Vacant - off
2024-07-01T03:30:00 | 0 |  | 0 | 0.0663 | 0.1687 | 0 | 0 | 6.75 | 0 | 24.4 | within_range | 0.99 | 0.0331 | VACANT | Vacant - off
2024-07-01T03:45:00 | 0 |  | 0 | 0.125 | 0 | 0 | 0 | 6.75 | 0 | 26.2 | within_range | 1.88 | 0.0625 | VACANT | Vacant - off
2024-07-01T04:00:00 | 0 |  | 0 | 0.2225 | 0 | 0 | 0 | 6.75 | 0 | 27 | within_range | 3.34 | 0.1113 | VACANT | Vacant - off
2024-07-01T04:15:00 | 0 |  | 0 | 0.22 | 0 | 0 | 0 | 6.75 | 0 | 26.2 | within_range | 3.3 | 0.11 | VACANT | Vacant - off
2024-07-01T04:30:00 | 0 |  | 0 | 0.1655 | 0.027 | 0 | 0 | 6.75 | 0 | 27 | within_range | 2.48 | 0.0828 | VACANT | Vacant - off
2024-07-01T04:45:00 | 0 |  | 0 | 0 | 0.1725 | 0.0157 | 0 | 6.78 | 0 | 27.6 | within_range | 0 | 0 | VACANT | Vacant - off
2024-07-01T05:00:00 | 0 |  | 0 | 0.165 | 0 | 0 | 0 | 6.78 | 0 | 26.7 | within_range | 2.48 | 0.0825 | VACANT | Vacant - off
2024-07-01T05:15:00 | 0 |  | 0 | 0.185 | 0 | 0 | 0 | 6.78 | 0 | 27 | within_range | 2.77 | 0.0925 | VACANT | Vacant - off
2024-07-01T05:30:00 | 0 |  | 0 | 0.1975 | 0 | 0 | 0 | 6.78 | 0 | 26.9 | within_range | 2.96 | 0.0988 | VACANT | Vacant - off
2024-07-01T05:45:00 | 0 |  | 0 | 0.14 | 0 | 0 | 0 | 6.78 | 0 | 27 | within_range | 2.1 | 0.07 | VACANT | Vacant - off
2024-07-01T06:00:00 | 0 |  | 0 | 0.14 | 0 | 0 | 0 | 6.78 | 0 | 26.9 | within_range | 2.1 | 0.07 | VACANT | Vacant - off
2024-07-01T06:15:00 | 0 |  | 0 | 0.145 | 0 | 0 | 0 | 6.78 | 0 | 26.9 | within_range | 2.17 | 0.0725 | VACANT | Vacant - off
2024-07-01T06:30:00 | 0 |  | 0 | 0.225 | 0 | 0 | 0 | 6.78 | 0 | 26.9 | within_range | 3.38 | 0.1125 | VACANT | Vacant - off
2024-07-01T06:45:00 | 0 |  | 0 | 0.1113 | 0.0562 | 0 | 0 | 6.78 | 0 | 27 | within_range | 1.67 | 0.0556 | VACANT | Vacant - off
2024-07-01T07:00:00 | 0 |  | 0 | 0.005 | 0.225 | 0 | 0 | 6.78 | 0 | 25.3 | within_range | 0.12 | 0.0025 | VACANT | Vacant - off
2024-07-01T07:15:00 | 0 |  | 0 | 0 | 0.2 | 0.0237 | 0 | 6.86 | 0 | 25.4 | within_range | 0 | 0 | VACANT | Vacant - off
2024-07-01T07:30:00 | 0 |  | 0 | 0 | 0.1975 | 0.0261 | 0 | 6.97 | 0 | 25.4 | within_range | 0 | 0 | VACANT | Vacant - off
2024-07-01T07:45:00 | 0 |  | 0 | 0.0025 | 0.225 | 0 | 0 | 6.97 | 0 | 25.4 | within_range | 0.06 | 0.0013 | VACANT | Vacant - off
2024-07-01T08:00:00 | 0 |  | 1 | 0 | 0.1725 | 0.0499 | 0 | 7.47 | 0.0125 | 24.9 | within_range | 0 | 0 | SOLAR_AVAILABLE | FREE solar! (0.22 kWh)
2024-07-01T08:15:00 | 0 |  | 0 | 0 | 0.1725 | 0.0499 | 0 | 7.84 | 0 | 25.7 | within_range | 0 | 0 | VACANT | Vacant - off
2024-07-01T08:30:00 | 0 |  | 1 | 0 | 0.1425 | 0.0784 | 0 | 8.66 | 0.0125 | 24.9 | within_range | 0 | 0 | SOLAR_AVAILABLE | FREE solar! (0.22 kWh)
2024-07-01T08:45:00 | 0 |  | 1 | 0.01 | 0.225 | 0 | 0 | 8.66 | 0.0125 | 24.9 | within_range | 0.25 | 0.005 | SOLAR_AVAILABLE | FREE solar! (0.22 kWh)
2024-07-01T09:00:00 | 0 |  | 1 | 0.0125 | 0.225 | 0 | 0 | 8.66 | 0.0125 | 25.2 | within_range | 0.31 | 0.0063 | SOLAR_AVAILABLE | FREE solar! (0.22 kWh)
2024-07-01T09:15:00 | 0 |  | 1 | 0 | 0.185 | 0.038 | 0 | 9.03 | 0.0125 | 25 | within_range | 0 | 0 | SOLAR_AVAILABLE | FREE solar! (0.22 kWh)
2024-07-01T09:30:00 | 0 |  | 1 | 0.015 | 0.225 | 0 | 0 | 9.03 | 0.0125 | 25.2 | within_range | 0.38 | 0.0075 | SOLAR_AVAILABLE | FREE solar! (0.22 kWh)
2024-07-01T09:45:00 | 0 |  | 1 | 0 | 0.18 | 0.0427 | 0 | 9.45 | 0.0125 | 25.2 | within_range | 0 | 0 | SOLAR_AVAILABLE | FREE solar! (0.22 kWh)
2024-07-01T10:00:00 | 0 |  | 1 | 0.035 | 0.225 | 0 | 0 | 9.45 | 0.0125 | 25.5 | within_range | 0.88 | 0.0175 | SOLAR_AVAILABLE | FREE solar! (0.22 kWh)
2024-07-01T10:15:00 | 0 |  | 1 | 0 | 0.215 | 0.0095 | 0 | 9.52 | 0.0125 | 25.6 | within_range | 0 | 0 | SOLAR_AVAILABLE | FREE solar! (0.22 kWh)
2024-07-01T10:30:00 | 0 |  | 1 | 0 | 0.1425 | 0.0784 | 0 | 10.33 | 0.0125 | 25.6 | within_range | 0 | 0 | SOLAR_AVAILABLE | FREE solar! (0.22 kWh)
2024-07-01T10:45:00 | 0 |  | 1 | 0 | 0.1875 | 0.0356 | 0 | 10.68 | 0.0125 | 25.8 | within_range | 0 | 0 | SOLAR_AVAILABLE | FREE solar! (0.22 kWh)
2024-07-01T11:00:00 | 0 |  | 1 | 0 | 0.215 | 0.0095 | 0 | 10.75 | 0.0125 | 25.7 | within_range | 0 | 0 | SOLAR_AVAILABLE | FREE solar! (0.22 kWh)
2024-07-01T11:15:00 | 0 |  | 1 | 0.0275 | 0.225 | 0 | 0 | 10.75 | 0.0125 | 27.1 | warning | 0.69 | 0.0138 | SOLAR_AVAILABLE | FREE solar! (0.22 kWh)
2024-07-01T11:30:00 | 0 |  | 1 | 0.0075 | 0.225 | 0 | 0 | 10.75 | 0.0125 | 25.5 | within_range | 0.19 | 0.0037 | SOLAR_AVAILABLE | FREE solar! (0.22 kWh)
2024-07-01T11:45:00 | 0 |  | 1 | 0 | 0.14 | 0.0807 | 0 | 11.59 | 0.0125 | 25.7 | within_range | 0 | 0 | SOLAR_AVAILABLE | FREE solar! (0.22 kWh)
2024-07-01T12:00:00 | 0 |  | 1 | 0.0125 | 0.225 | 0 | 0 | 11.59 | 0.0125 | 25.6 | within_range | 0.31 | 0.0063 | SOLAR_AVAILABLE | FREE solar! (0.22 kWh)
2024-07-01T12:15:00 | 0 |  | 1 | 0 | 0.16 | 0.0617 | 0 | 12.23 | 0.0125 | 25.8 | within_range | 0 | 0 | SOLAR_AVAILABLE | FREE solar! (0.22 kWh)
2024-07-01T12:30:00 | 0 |  | 1 | 0 | 0.205 | 0.019 | 0 | 12.39 | 0.0125 | 25.7 | within_range | 0 | 0 | SOLAR_AVAILABLE | FREE solar! (0.22 kWh)
2024-07-01T12:45:00 | 1 | 20 | 0 | 0.35 | 0.225 | 0 | 0 | 12.47 | 0.375 | 22 | within_range | 8.75 | 0.175 | SOLAR_AVAILABLE | FREE solar! (0.22 kWh)
2024-07-01T13:00:00 | 0 |  | 1 | 0.0075 | 0.225 | 0 | 0 | 12.47 | 0.0125 | 25.5 | within_range | 0.19 | 0.0037 | SOLAR_AVAILABLE | FREE solar! (0.22 kWh)
2024-07-01T13:15:00 | 0 |  | 1 | 0 | 0.1675 | 0.0546 | 0 | 13.03 | 0.0125 | 25.5 | within_range | 0 | 0 | SOLAR_AVAILABLE | FREE solar! (0.22 kWh)
2024-07-01T13:30:00 | 0 |  | 1 | 0 | 0.1675 | 0.0546 | 0 | 13.5 | 0.0125 | 25.6 | within_range | 0 | 0 | SOLAR_AVAILABLE | FREE solar! (0.22 kWh)
2024-07-01T13:45:00 | 0 |  | 1 | 0.015 | 0.225 | 0 | 0 | 13.5 | 0.0125 | 25.6 | within_range | 0.38 | 0.0075 | SOLAR_AVAILABLE | FREE solar! (0.22 kWh)
2024-07-01T14:00:00 | 0 |  | 1 | 0.0025 | 0.225 | 0 | 0 | 13.5 | 0.0125 | 25.4 | within_range | 0.06 | 0.0013 | SOLAR_AVAILABLE | FREE solar! (0.22 kWh)
2024-07-01T14:15:00 | 0 |  | 1 | 0 | 0.165 | 0 | 0 | 13.5 | 0.0125 | 25.5 | within_range | 0 | 0 | SOLAR_AVAILABLE | FREE solar! (0.22 kWh)
2024-07-01T14:30:00 | 0 |  | 1 | 0 | 0.2075 | 0 | 0 | 13.5 | 0.0125 | 25.4 | within_range | 0 | 0 | SOLAR_AVAILABLE | FREE solar! (0.22 kWh)
2024-07-01T14:45:00 | 0 |  | 1 | 0.025 | 0.225 | 0 | 0 | 13.5 | 0.0125 | 25.7 | within_range | 0.62 | 0.0125 | SOLAR_AVAILABLE | FREE solar! (0.22 kWh)
2024-07-01T15:00:00 | 0 |  | 1 | 0.0075 | 0.225 | 0 | 0 | 13.5 | 0.0125 | 25.2 | within_range | 0.19 | 0.0037 | SOLAR_AVAILABLE | FREE solar! (0.22 kWh)
2024-07-01T15:15:00 | 0 |  | 1 | 0 | 0.1525 | 0 | 0 | 13.5 | 0.0125 | 25.1 | within_range | 0 | 0 | SOLAR_AVAILABLE | FREE solar! (0.22 kWh)
2024-07-01T15:30:00 | 0 |  | 1 | 0 | 0.1525 | 0 | 0 | 13.5 | 0.0125 | 25.2 | within_range | 0 | 0 | SOLAR_AVAILABLE | FREE solar! (0.22 kWh)
2024-07-01T15:45:00 | 0 |  | 1 | 0 | 0.2225 | 0 | 0 | 13.5 | 0.0125 | 25.2 | within_range | 0 | 0 | SOLAR_AVAILABLE | FREE solar! (0.22 kWh)
2024-07-01T16:00:00 | 0 |  | 0 | 0.0025 | 0.225 | 0 | 0 | 13.5 | 0 | 25.8 | within_range | 0.06 | 0.0013 | VACANT | Vacant - off
2024-07-01T16:15:00 | 0 |  | 0 | 0.02 | 0.225 | 0 | 0 | 13.5 | 0 | 25.9 | within_range | 0.5 | 0.01 | VACANT | Vacant - off
2024-07-01T16:30:00 | 0 |  | 0 | 0 | 0.2175 | 0 | 0 | 13.5 | 0 | 25.8 | within_range | 0 | 0 | VACANT | Vacant - off
2024-07-01T16:45:00 | 0 |  | 1 | 0 | 0.1725 | 0 | 0 | 13.5 | 0.0125 | 24.9 | within_range | 0 | 0 | SOLAR_AVAILABLE | FREE solar! (0.22 kWh)
2024-07-01T17:00:00 | 0 |  | 0 | 0 | 0.185 | 0 | 0 | 7.63 | 0 | 25.5 | within_range | 0 | 0 | VACANT | Vacant - off
2024-07-01T17:15:00 | 0 |  | 0 | 0 | 0.1575 | 0 | 0 | 2.69 | 0 | 25.4 | within_range | 0 | 0 | VACANT | Vacant - off
2024-07-01T17:30:00 | 0 |  | 0 | 0 | 0.1625 | 0 | 0 | 2.69 | 0 | 25.5 | within_range | 0 | 0 | VACANT | Vacant - off
2024-07-01T17:45:00 | 0 |  | 0 | 0 | 0.1625 | 0 | 0 | 2.69 | 0 | 25.4 | within_range | 0 | 0 | VACANT | Vacant - off
2024-07-01T18:00:00 | 0 |  | 0 | 0.1575 | 0 | 0 | 0 | 2.69 | 0 | 24.9 | within_range | 7.09 | 0.0788 | VACANT | Vacant - off
2024-07-01T18:15:00 | 0 |  | 0 | 0.2125 | 0 | 0 | 0 | 2.69 | 0 | 24.9 | within_range | 9.56 | 0.1062 | VACANT | Vacant - off
2024-07-01T18:30:00 | 0 |  | 0 | 0.175 | 0 | 0 | 0 | 2.69 | 0 | 24.9 | within_range | 7.87 | 0.0875 | VACANT | Vacant - off
2024-07-01T18:45:00 | 0 |  | 0 | 0.2475 | 0 | 0 | 0 | 2.69 | 0 | 24.9 | within_range | 11.14 | 0.1237 | VACANT | Vacant - off
2024-07-01T19:00:00 | 0 |  | 0 | 0.2155 | 0.0045 | 0 | 0 | 2.69 | 0 | 25 | within_range | 9.7 | 0.1077 | VACANT | Vacant - off
2024-07-01T19:15:00 | 0 |  | 0 | 0.0692 | 0.1283 | 0 | 0 | 2.69 | 0 | 25.1 | within_range | 3.11 | 0.0346 | VACANT | Vacant - off
2024-07-01T19:30:00 | 0 |  | 0 | 0.1725 | 0 | 0 | 0 | 2.69 | 0 | 25 | within_range | 7.76 | 0.0862 | VACANT | Vacant - off
2024-07-01T19:45:00 | 0 |  | 0 | 0.0315 | 0.126 | 0 | 0 | 2.69 | 0 | 25.1 | within_range | 1.42 | 0.0158 | VACANT | Vacant - off
2024-07-01T20:00:00 | 0 |  | 0 | 0.1625 | 0 | 0 | 0 | 2.69 | 0 | 24 | within_range | 7.31 | 0.0813 | VACANT | Vacant - off
2024-07-01T20:15:00 | 0 |  | 0 | 0.1375 | 0 | 0 | 0 | 2.69 | 0 | 24 | within_range | 6.19 | 0.0688 | VACANT | Vacant - off
2024-07-01T20:30:00 | 0 |  | 0 | 0.195 | 0 | 0 | 0 | 2.69 | 0 | 25 | within_range | 8.78 | 0.0975 | VACANT | Vacant - off
2024-07-01T20:45:00 | 0 |  | 0 | 0.056 | 0.1215 | 0 | 0 | 2.69 | 0 | 25.1 | within_range | 2.52 | 0.028 | VACANT | Vacant - off
2024-07-01T21:00:00 | 0 |  | 0 | 0.0703 | 0.0697 | 0 | 0 | 2.69 | 0 | 24 | within_range | 3.16 | 0.0352 | VACANT | Vacant - off
2024-07-01T21:15:00 | 0 |  | 0 | 0.1153 | 0.0473 | 0 | 0 | 2.69 | 0 | 25 | within_range | 5.19 | 0.0576 | VACANT | Vacant - off
2024-07-01T21:30:00 | 0 |  | 0 | 0.047 | 0.108 | 0 | 0 | 2.69 | 0 | 24.7 | within_range | 2.12 | 0.0235 | VACANT | Vacant - off
2024-07-01T21:45:00 | 0 |  | 0 | 0.124 | 0.1035 | 0 | 0 | 2.69 | 0 | 24.2 | within_range | 5.58 | 0.062 | VACANT | Vacant - off
2024-07-01T22:00:00 | 0 |  | 0 | 0.146 | 0.0315 | 0 | 0 | 2.69 | 0 | 24 | within_range | 2.19 | 0.073 | VACANT | Vacant - off
2024-07-01T22:15:00 | 0 |  | 0 | 0.135 | 0 | 0 | 0 | 2.69 | 0 | 24 | within_range | 2.03 | 0.0675 | VACANT | Vacant - off
2024-07-01T22:30:00 | 0 |  | 0 | 0 | 0.15 | 0.0541 | 0 | 3.11 | 0 | 25.2 | within_range | 0 | 0 | VACANT | Vacant - off
2024-07-01T22:45:00 | 0 |  | 0 | 0.195 | 0 | 0 | 0 | 3.11 | 0 | 24.6 | within_range | 2.93 | 0.0975 | VACANT | Vacant - off
2024-07-01T23:00:00 | 0 |  | 0 | 0.2125 | 0 | 0 | 0 | 3.11 | 0 | 24 | within_range | 3.19 | 0.1062 | VACANT | Vacant - off
2024-07-01T23:15:00 | 0 |  | 0 | 0.1288 | 0.0338 | 0 | 0 | 3.11 | 0 | 25.2 | within_range | 1.93 | 0.0644 | VACANT | Vacant - off
2024-07-01T23:30:00 | 0 |  | 0 | 0.1925 | 0 | 0 | 0 | 3.11 | 0 | 24 | within_range | 2.89 | 0.0963 | VACANT | Vacant - off
2024-07-01T23:45:00 | 0 |  | 0 | 0 | 0.165 | 0.042 | 0 | 3.29 | 0 | 24 | within_range | 0 | 0 | VACANT | Vacant - off
2024-07-02T00:00:00 | 0 |  | 0 | 0.245 | 0 | 0 | 0 | 3.29 | 0 | 24 | within_range | 3.67 | 0.1225 | VACANT | Vacant - off
2024-07-02T00:15:00 | 0 |  | 0 | 0.1338 | 0.0338 | 0 | 0 | 3.29 | 0 | 25 | within_range | 2.01 | 0.0669 | VACANT | Vacant - off
2024-07-02T00:30:00 | 0 |  | 0 | 0.1948 | 0.0202 | 0 | 0 | 3.29 | 0 | 24 | within_range | 2.92 | 0.0974 | VACANT | Vacant - off
2024-07-02T00:45:00 | 0 |  | 0 | 0.1552 | 0.0022 | 0 | 0 | 3.29 | 0 | 25 | within_range | 2.33 | 0.0776 | VACANT | Vacant - off
2024-07-02T01:00:00 | 0 |  | 0 | 0.138 | 0.0495 | 0 | 0 | 3.29 | 0 | 24 | within_range | 2.07 | 0.069 | VACANT | Vacant - off
2024-07-02T01:15:00 | 0 |  | 0 | 0.1135 | 0.0315 | 0 | 0 | 3.29 | 0 | 24 | within_range | 1.7 | 0.0568 | VACANT | Vacant - off
2024-07-02T01:30:00 | 0 |  | 0 | 0.245 | 0 | 0 | 0 | 3.29 | 0 | 24 | within_range | 3.67 | 0.1225 | VACANT | Vacant - off
2024-07-02T01:45:00 | 0 |  | 0 | 0.0705 | 0.0945 | 0 | 0 | 3.29 | 0 | 24.3 | within_range | 1.06 | 0.0352 | VACANT | Vacant - off
2024-07-02T02:00:00 | 0 |  | 0 | 0 | 0.165 | 0.0036 | 0 | 3.3 | 0 | 25.9 | within_range | 0 | 0 | VACANT | Vacant - off
2024-07-02T02:15:00 | 0 |  | 0 | 0.25 | 0 | 0 | 0 | 3.3 | 0 | 24.1 | within_range | 3.75 | 0.125 | VACANT | Vacant - off
2024-07-02T02:30:00 | 0 |  | 0 | 0.1365 | 0.081 | 0 | 0 | 3.3 | 0 | 24 | within_range | 2.05 | 0.0683 | VACANT | Vacant - off
2024-07-02T02:45:00 | 0 |  | 0 | 0.117 | 0.0855 | 0 | 0 | 3.3 | 0 | 24 | within_range | 1.76 | 0.0585 | VACANT | Vacant - off
2024-07-02T03:00:00 | 0 |  | 0 | 0.2175 | 0.0225 | 0 | 0 | 3.3 | 0 | 26.9 | within_range | 3.26 | 0.1087 | VACANT | Vacant - off
2024-07-02T03:15:00 | 0 |  | 0 | 0.215 | 0 | 0 | 0 | 3.3 | 0 | 27 | within_range | 3.23 | 0.1075 | VACANT | Vacant - off
2024-07-02T03:30:00 | 0 |  | 0 | 0.1895 | 0.018 | 0 | 0 | 3.3 | 0 | 24.8 | within_range | 2.84 | 0.0948 | VACANT | Vacant - off
2024-07-02T03:45:00 | 0 |  | 0 | 0.074 | 0.1485 | 0 | 0 | 3.3 | 0 | 27.7 | within_range | 1.11 | 0.037 | VACANT | Vacant - off
2024-07-02T04:00:00 | 0 |  | 0 | 0.24 | 0 | 0 | 0 | 3.3 | 0 | 27 | within_range | 3.6 | 0.12 | VACANT | Vacant - off
2024-07-02T04:15:00 | 0 |  | 0 | 0.1375 | 0 | 0 | 0 | 3.3 | 0 | 27 | within_range | 2.06 | 0.0688 | VACANT | Vacant - off
2024-07-02T04:30:00 | 0 |  | 0 | 0.2025 | 0 | 0 | 0 | 3.3 | 0 | 24 | within_range | 3.04 | 0.1013 | VACANT | Vacant - off
2024-07-02T04:45:00 | 0 |  | 0 | 0.0517 | 0.1283 | 0 | 0 | 3.3 | 0 | 26.7 | within_range | 0.78 | 0.0259 | VACANT | Vacant - off
2024-07-02T05:00:00 | 0 |  | 0 | 0.2475 | 0 | 0 | 0 | 3.3 | 0 | 27 | within_range | 3.71 | 0.1237 | VACANT | Vacant - off
2024-07-02T05:15:00 | 0 |  | 0 | 0.22 | 0 | 0 | 0 | 3.3 | 0 | 27 | within_range | 3.3 | 0.11 | VACANT | Vacant - off
2024-07-02T05:30:00 | 0 |  | 0 | 0.1395 | 0.018 | 0 | 0 | 3.3 | 0 | 27 | within_range | 2.09 | 0.0698 | VACANT | Vacant - off
2024-07-02T05:45:00 | 0 |  | 0 | 0.225 | 0 | 0 | 0 | 3.3 | 0 | 26.9 | within_range | 3.38 | 0.1125 | VACANT | Vacant - off
2024-07-02T06:00:00 | 0 |  | 0 | 0.153 | 0.0495 | 0 | 0 | 3.3 | 0 | 27 | within_range | 2.29 | 0.0765 | VACANT | Vacant - off
2024-07-02T06:15:00 | 0 |  | 0 | 0.165 | 0 | 0 | 0 | 3.3 | 0 | 26.9 | within_range | 2.48 | 0.0825 | VACANT | Vacant - off
2024-07-02T06:30:00 | 0 |  | 0 | 0.2 | 0 | 0 | 0 | 3.3 | 0 | 27 | within_range | 3 | 0.1 | VACANT | Vacant - off
2024-07-02T06:45:00 | 0 |  | 0 | 0.175 | 0 | 0 | 0 | 3.3 | 0 | 26.9 | within_range | 2.62 | 0.0875 | VACANT | Vacant - off
2024-07-02T07:00:00 | 0 |  | 0 | 0 | 0.1475 | 0.0736 | 0 | 3.93 | 0 | 25.4 | within_range | 0 | 0 | VACANT | Vacant - off
2024-07-02T07:15:00 | 0 |  | 0 | 0 | 0.205 | 0.019 | 0 | 3.98 | 0 | 25.3 | within_range | 0 | 0 | VACANT | Vacant - off
2024-07-02T07:30:00 | 0 |  | 0 | 0.01 | 0.225 | 0 | 0 | 3.98 | 0 | 25.3 | within_range | 0.25 | 0.005 | VACANT | Vacant - off
2024-07-02T07:45:00 | 0 |  | 0 | 0 | 0.13 | 0.0902 | 0 | 4.8 | 0 | 25.4 | within_range | 0 | 0 | VACANT | Vacant - off
2024-07-02T08:00:00 | 0 |  | 0 | 0.02 | 0.225 | 0 | 0 | 4.8 | 0 | 25.7 | within_range | 0.5 | 0.01 | VACANT | Vacant - off
2024-07-02T08:15:00 | 0 |  | 0 | 0 | 0.1325 | 0.0879 | 0 | 5.59 | 0 | 25.7 | within_range | 0 | 0 | VACANT | Vacant - off
2024-07-02T08:30:00 | 0 |  | 0 | 0 | 0.14 | 0.0807 | 0 | 6.3 | 0 | 25.6 | within_range | 0 | 0 | VACANT | Vacant - off
2024-07-02T08:45:00 | 0 |  | 1 | 0 | 0.19 | 0.0332 | 0 | 6.61 | 0.0125 | 24.9 | within_range | 0 | 0 | SOLAR_AVAILABLE | FREE solar! (0.22 kWh)
2024-07-02T09:00:00 | 0 |  | 1 | 0.0075 | 0.225 | 0 | 0 | 6.62 | 0.0125 | 25.2 | within_range | 0.19 | 0.0037 | SOLAR_AVAILABLE | FREE solar! (0.22 kWh)
2024-07-02T09:15:00 | 0 |  | 1 | 0 | 0.1525 | 0.0689 | 0 | 7.33 | 0.0125 | 25.1 | within_range | 0 | 0 | SOLAR_AVAILABLE | FREE solar! (0.22 kWh)
2024-07-02T09:30:00 | 0 |  | 1 | 0 | 0.215 | 0.0095 | 0 | 7.4 | 0.0125 | 25.2 | within_range | 0 | 0 | SOLAR_AVAILABLE | FREE solar! (0.22 kWh)
2024-07-02T09:45:00 | 0 |  | 1 | 0 | 0.145 | 0.076 | 0 | 8.19 | 0.0125 | 25.2 | within_range | 0 | 0 | SOLAR_AVAILABLE | FREE solar! (0.22 kWh)
2024-07-02T10:00:00 | 0 |  | 1 | 0 | 0.1425 | 0.0784 | 0 | 9 | 0.0125 | 25.7 | within_range | 0 | 0 | SOLAR_AVAILABLE | FREE solar! (0.22 kWh)
2024-07-02T10:15:00 | 0 |  | 1 | 0 | 0.17 | 0.0522 | 0 | 9.53 | 0.0125 | 25.5 | within_range | 0 | 0 | SOLAR_AVAILABLE | FREE solar! (0.22 kWh)
2024-07-02T10:30:00 | 0 |  | 1 | 0.02 | 0.225 | 0 | 0 | 9.53 | 0.0125 | 25.3 | within_range | 0.5 | 0.01 | SOLAR_AVAILABLE | FREE solar! (0.22 kWh)
2024-07-02T10:45:00 | 0 |  | 1 | 0 | 0.2225 | 0.0024 | 0 | 9.55 | 0.0125 | 25.9 | within_range | 0 | 0 | SOLAR_AVAILABLE | FREE solar! (0.22 kWh)
2024-07-02T11:00:00 | 0 |  | 1 | 0.0125 | 0.225 | 0 | 0 | 9.55 | 0.0125 | 25.5 | within_range | 0.31 | 0.0063 | SOLAR_AVAILABLE | FREE solar! (0.22 kWh)
2024-07-02T11:15:00 | 0 |  | 1 | 0 | 0.14 | 0.0807 | 0 | 10.4 | 0.0125 | 26.6 | warning | 0 | 0 | SOLAR_AVAILABLE | FREE solar! (0.22 kWh)
2024-07-02T11:30:00 | 0 |  | 1 | 0 | 0.2225 | 0.0024 | 0 | 10.42 | 0.0125 | 25.8 | within_range | 0 | 0 | SOLAR_AVAILABLE | FREE solar! (0.22 kWh)
2024-07-02T11:45:00 | 0 |  | 1 | 0.03 | 0.225 | 0 | 0 | 10.42 | 0.0125 | 26 | within_range | 0.75 | 0.015 | SOLAR_AVAILABLE | FREE solar! (0.22 kWh)
2024-07-02T12:00:00 | 0 |  | 1 | 0 | 0.2 | 0.0237 | 0 | 10.64 | 0.0125 | 25.8 | within_range | 0 | 0 | SOLAR_AVAILABLE | FREE solar! (0.22 kWh)
2024-07-02T12:15:00 | 0 |  | 1 | 0 | 0.145 | 0.076 | 0 | 11.42 | 0.0125 | 25.7 | within_range | 0 | 0 | SOLAR_AVAILABLE | FREE solar! (0.22 kWh)
2024-07-02T12:30:00 | 0 |  | 1 | 0 | 0.175 | 0.0475 | 0 | 11.9 | 0.0125 | 25.7 | within_range | 0 | 0 | SOLAR_AVAILABLE | FREE solar! (0.22 kWh)
2024-07-02T12:45:00 | 1 | 20 | 0 | 0.3025 | 0.225 | 0 | 0 | 12.48 | 0.375 | 22 | within_range | 7.56 | 0.1512 | SOLAR_AVAILABLE | FREE solar! (0.22 kWh)
2024-07-02T13:00:00 | 0 |  | 1 | 0 | 0.205 | 0.019 | 0 | 12.64 | 0.0125 | 25.5 | within_range | 0 | 0 | SOLAR_AVAILABLE | FREE solar! (0.22 kWh)
2024-07-02T13:15:00 | 0 |  | 1 | 0 | 0.165 | 0.057 | 0 | 13.22 | 0.0125 | 25.4 | within_range | 0 | 0 | SOLAR_AVAILABLE | FREE solar! (0.22 kWh)
2024-07-02T13:30:00 | 0 |  | 1 | 0 | 0.1475 | 0.0736 | 0 | 13.5 | 0.0125 | 25.9 | within_range | 0 | 0 | SOLAR_AVAILABLE | FREE solar! (0.22 kWh)
2024-07-02T13:45:00 | 0 |  | 1 | 0.02 | 0.225 | 0 | 0 | 13.5 | 0.0125 | 27.6 | warning | 0.5 | 0.01 | SOLAR_AVAILABLE | FREE solar! (0.22 kWh)
2024-07-02T14:00:00 | 0 |  | 1 | 0.0075 | 0.225 | 0 | 0 | 13.5 | 0.0125 | 25.4 | within_range | 0.19 | 0.0037 | SOLAR_AVAILABLE | FREE solar! (0.22 kWh)
2024-07-02T14:15:00 | 0 |  | 1 | 0 | 0.22 | 0 | 0 | 13.5 | 0.0125 | 25.5 | within_range | 0 | 0 | SOLAR_AVAILABLE | FREE solar! (0.22 kWh)
2024-07-02T14:30:00 | 0 |  | 1 | 0 | 0.2175 | 0 | 0 | 13.5 | 0.0125 | 25.8 | within_range | 0 | 0 | SOLAR_AVAILABLE | FREE solar! (0.22 kWh)
2024-07-02T14:45:00 | 0 |  | 1 | 0.0025 | 0.225 | 0 | 0 | 13.5 | 0.0125 | 25.5 | within_range | 0.06 | 0.0013 | SOLAR_AVAILABLE | FREE solar! (0.22 kWh)
2024-07-02T15:00:00 | 1 | 20 | 0 | 0.2875 | 0.225 | 0 | 0 | 13.5 | 0.375 | 22 | within_range | 7.19 | 0.1437 | SOLAR_AVAILABLE | FREE solar! (0.22 kWh)
2024-07-02T15:15:00 | 0 |  | 1 | 0 | 0.17 | 0 | 0 | 13.5 | 0.0125 | 25.2 | within_range | 0 | 0 | SOLAR_AVAILABLE | FREE solar! (0.22 kWh)
2024-07-02T15:30:00 | 0 |  | 0 | 0 | 0.1625 | 0 | 0 | 13.5 | 0 | 26.9 | warning | 0 | 0 | VACANT | Vacant - off
2024-07-02T15:45:00 | 0 |  | 1 | 0 | 0.2175 | 0 | 0 | 13.5 | 0.0125 | 25.2 | within_range | 0 | 0 | SOLAR_AVAILABLE | FREE solar! (0.22 kWh)
2024-07-02T16:00:00 | 0 |  | 0 | 0 | 0.1875 | 0 | 0 | 13.5 | 0 | 25.8 | within_range | 0 | 0 | VACANT | Vacant - off
2024-07-02T16:15:00 | 0 |  | 1 | 0 | 0.225 | 0 | 0 | 13.5 | 0.0125 | 24.9 | within_range | 0 | 0 | SOLAR_AVAILABLE | FREE solar! (0.22 kWh)
2024-07-02T16:30:00 | 0 |  | 1 | 0.0225 | 0.225 | 0 | 0 | 13.5 | 0.0125 | 25 | within_range | 0.56 | 0.0112 | SOLAR_AVAILABLE | FREE solar! (0.22 kWh)
2024-07-02T16:45:00 | 0 |  | 0 | 0.005 | 0.225 | 0 | 0 | 13.5 | 0 | 25.7 | within_range | 0.12 | 0.0025 | VACANT | Vacant - off
2024-07-02T17:00:00 | 0 |  | 0 | 0 | 0.225 | 0 | 0.0237 | 6.12 | 0 | 25.4 | within_range | 0 | 0 | VACANT | Vacant - off
2024-07-02T17:15:00 | 0 |  | 0 | 0.0175 | 0.225 | 0 | 0 | 2.69 | 0 | 25.3 | within_range | 0.79 | 0.0088 | VACANT | Vacant - off
2024-07-02T17:30:00 | 0 |  | 0 | 0 | 0.165 | 0 | 0 | 2.69 | 0 | 25.5 | within_range | 0 | 0 | VACANT | Vacant - off
2024-07-02T17:45:00 | 0 |  | 0 | 0 | 0.16 | 0 | 0 | 2.69 | 0 | 25.5 | within_range | 0 | 0 | VACANT | Vacant - off
2024-07-02T18:00:00 | 0 |  | 0 | 0.0335 | 0.2115 | 0 | 0 | 2.69 | 0 | 25.1 | within_range | 1.51 | 0.0168 | VACANT | Vacant - off
2024-07-02T18:15:00 | 0 |  | 0 | 0.1072 | 0.0653 | 0 | 0 | 2.69 | 0 | 25 | within_range | 4.82 | 0.0536 | VACANT | Vacant - off
2024-07-02T18:30:00 | 0 |  | 0 | 0.2125 | 0 | 0 | 0 | 2.69 | 0 | 25 | within_range | 9.56 | 0.1062 | VACANT | Vacant - off
2024-07-02T18:45:00 | 0 |  | 0 | 0.1303 | 0.0247 | 0 | 0 | 2.69 | 0 | 25 | within_range | 5.86 | 0.0651 | VACANT | Vacant - off
2024-07-02T19:00:00 | 0 |  | 0 | 0.19 | 0 | 0 | 0 | 2.69 | 0 | 24.9 | within_range | 8.55 | 0.095 | VACANT | Vacant - off
2024-07-02T19:15:00 | 0 |  | 0 | 0.0513 | 0.0788 | 0 | 0 | 2.69 | 0 | 25.1 | within_range | 2.31 | 0.0256 | VACANT | Vacant - off
2024-07-02T19:30:00 | 0 |  | 0 | 0.22 | 0 | 0 | 0 | 2.69 | 0 | 25 | within_range | 9.9 | 0.11 | VACANT | Vacant - off
2024-07-02T19:45:00 | 0 |  | 0 | 0.1213 | 0.0788 | 0 | 0 | 2.69 | 0 | 25 | within_range | 5.46 | 0.0607 | VACANT | Vacant - off
2024-07-02T20:00:00 | 0 |  | 0 | 0.14 | 0 | 0 | 0 | 2.69 | 0 | 25 | within_range | 6.3 | 0.07 | VACANT | Vacant - off
2024-07-02T20:15:00 | 0 |  | 0 | 0.18 | 0 | 0 | 0 | 2.69 | 0 | 25 | within_range | 8.1 | 0.09 | VACANT | Vacant - off
2024-07-02T20:30:00 | 0 |  | 0 | 0.0215 | 0.216 | 0 | 0 | 2.69 | 0 | 25.2 | within_range | 0.97 | 0.0107 | VACANT | Vacant - off
2024-07-02T20:45:00 | 0 |  | 0 | 0.2275 | 0 | 0 | 0 | 2.69 | 0 | 25 | within_range | 10.24 | 0.1138 | VACANT | Vacant - off
2024-07-02T21:00:00 | 0 |  | 0 | 0.1475 | 0 | 0 | 0 | 2.69 | 0 | 24.5 | within_range | 6.64 | 0.0737 | VACANT | Vacant - off
2024-07-02T21:15:00 | 0 |  | 0 | 0.2375 | 0 | 0 | 0 | 2.69 | 0 | 25 | within_range | 10.69 | 0.1187 | VACANT | Vacant - off
2024-07-02T21:30:00 | 0 |  | 0 | 0.1525 | 0 | 0 | 0 | 2.69 | 0 | 25 | within_range | 6.86 | 0.0762 | VACANT | Vacant - off
2024-07-02T21:45:00 | 0 |  | 0 | 0.125 | 0 | 0 | 0 | 2.69 | 0 | 25 | within_range | 5.62 | 0.0625 | VACANT | Vacant - off
2024-07-02T22:00:00 | 0 |  | 0 | 0.225 | 0 | 0 | 0 | 2.69 | 0 | 24.2 | within_range | 3.38 | 0.1125 | VACANT | Vacant - off
2024-07-02T22:15:00 | 0 |  | 0 | 0.23 | 0 | 0 | 0 | 2.69 | 0 | 24.6 | within_range | 3.45 | 0.115 | VACANT | Vacant - off
2024-07-02T22:30:00 | 0 |  | 0 | 0.2175 | 0 | 0 | 0 | 2.69 | 0 | 24.5 | within_range | 3.26 | 0.1087 | VACANT | Vacant - off
2024-07-02T22:45:00 | 0 |  | 0 | 0.175 | 0 | 0 | 0 | 2.69 | 0 | 24 | within_range | 2.62 | 0.0875 | VACANT | Vacant - off
2024-07-02T23:00:00 | 0 |  | 0 | 0.135 | 0 | 0 | 0 | 2.69 | 0 | 24 | within_range | 2.03 | 0.0675 | VACANT | Vacant - off
2024-07-02T23:15:00 | 0 |  | 0 | 0.14 | 0.0225 | 0 | 0 | 2.69 | 0 | 24 | within_range | 2.1 | 0.07 | VACANT | Vacant - off
2024-07-02T23:30:00 | 0 |  | 0 | 0.1275 | 0 | 0 | 0 | 2.69 | 0 | 24 | within_range | 1.91 | 0.0638 | VACANT | Vacant - off
2024-07-02T23:45:00 | 0 |  | 0 | 0.1492 | 0.0833 | 0 | 0 | 2.69 | 0 | 25.3 | within_range | 2.24 | 0.0746 | VACANT | Vacant - off
2024-07-03T00:00:00 | 0 |  | 0 | 0.17 | 0 | 0 | 0 | 2.69 | 0 | 24 | within_range | 2.55 | 0.085 | VACANT | Vacant - off
2024-07-03T00:15:00 | 0 |  | 0 | 0.0722 | 0.1103 | 0 | 0 | 2.69 | 0 | 24 | within_range | 1.08 | 0.0361 | VACANT | Vacant - off
2024-07-03T00:30:00 | 0 |  | 0 | 0.21 | 0 | 0 | 0 | 2.69 | 0 | 24.7 | within_range | 3.15 | 0.105 | VACANT | Vacant - off
2024-07-03T00:45:00 | 0 |  | 0 | 0.16 | 0 | 0 | 0 | 2.69 | 0 | 25.4 | within_range | 2.4 | 0.08 | VACANT | Vacant - off
2024-07-03T01:00:00 | 0 |  | 0 | 0.1527 | 0.0923 | 0 | 0 | 2.69 | 0 | 24 | within_range | 2.29 | 0.0764 | VACANT | Vacant - off
2024-07-03T01:15:00 | 0 |  | 0 | 0.155 | 0 | 0 | 0 | 2.69 | 0 | 24 | within_range | 2.33 | 0.0775 | VACANT | Vacant - off
2024-07-03T01:30:00 | 0 |  | 0 | 0.1725 | 0 | 0 | 0 | 2.69 | 0 | 24 | within_range | 2.59 | 0.0862 | VACANT | Vacant - off
2024-07-03T01:45:00 | 0 |  | 0 | 0.2225 | 0 | 0 | 0 | 2.69 | 0 | 26 | within_range | 3.34 | 0.1113 | VACANT | Vacant - off
2024-07-03T02:00:00 | 0 |  | 0 | 0.098 | 0.0945 | 0 | 0 | 2.69 | 0 | 24 | within_range | 1.47 | 0.049 | VACANT | Vacant - off
2024-07-03T02:15:00 | 0 |  | 0 | 0.1525 | 0 | 0 | 0 | 2.69 | 0 | 24.3 | within_range | 2.29 | 0.0762 | VACANT | Vacant - off
2024-07-03T02:30:00 | 0 |  | 0 | 0.1197 | 0.0653 | 0 | 0 | 2.69 | 0 | 26.5 | within_range | 1.8 | 0.0599 | VACANT | Vacant - off
2024-07-03T02:45:00 | 0 |  | 0 | 0.1077 | 0.0473 | 0 | 0 | 2.69 | 0 | 24 | within_range | 1.62 | 0.0539 | VACANT | Vacant - off
2024-07-03T03:00:00 | 0 |  | 0 | 0.1377 | 0.0473 | 0 | 0 | 2.69 | 0 | 27 | within_range | 2.07 | 0.0688 | VACANT | Vacant - off
2024-07-03T03:15:00 | 0 |  | 0 | 0.2075 | 0 | 0 | 0 | 2.69 | 0 | 24 | within_range | 3.11 | 0.1037 | VACANT | Vacant - off
2024-07-03T03:30:00 | 0 |  | 0 | 0.1215 | 0.1035 | 0 | 0 | 2.69 | 0 | 27.2 | within_range | 1.82 | 0.0607 | VACANT | Vacant - off
2024-07-03T03:45:00 | 0 |  | 0 | 0.168 | 0.0495 | 0 | 0 | 2.69 | 0 | 24 | within_range | 2.52 | 0.084 | VACANT | Vacant - off
2024-07-03T04:00:00 | 0 |  | 0 | 0.0633 | 0.0742 | 0 | 0 | 2.69 | 0 | 27.1 | within_range | 0.95 | 0.0316 | VACANT | Vacant - off
2024-07-03T04:15:00 | 0 |  | 0 | 0.1675 | 0 | 0 | 0 | 2.69 | 0 | 26.2 | within_range | 2.51 | 0.0838 | VACANT | Vacant - off
2024-07-03T04:30:00 | 0 |  | 0 | 0.1245 | 0.0405 | 0 | 0 | 2.69 | 0 | 27 | within_range | 1.87 | 0.0622 | VACANT | Vacant - off
2024-07-03T04:45:00 | 0 |  | 0 | 0.0612 | 0.1237 | 0 | 0 | 2.69 | 0 | 24 | within_range | 0.92 | 0.0306 | VACANT | Vacant - off
2024-07-03T05:00:00 | 0 |  | 0 | 0.1153 | 0.1147 | 0 | 0 | 2.69 | 0 | 27.3 | within_range | 1.73 | 0.0576 | VACANT | Vacant - off
2024-07-03T05:15:00 | 0 |  | 0 | 0.1377 | 0.0697 | 0 | 0 | 2.69 | 0 | 27.2 | within_range | 2.07 | 0.0688 | VACANT | Vacant - off
2024-07-03T05:30:00 | 0 |  | 0 | 0 | 0.1975 | 0.0261 | 0 | 2.77 | 0 | 28.5 | within_range | 0 | 0 | VACANT | Vacant - off
2024-07-03T05:45:00 | 0 |  | 0 | 0.0508 | 0.1417 | 0 | 0 | 2.77 | 0 | 27.4 | within_range | 0.76 | 0.0254 | VACANT | Vacant - off
2024-07-03T06:00:00 | 0 |  | 0 | 0 | 0.125 | 0.095 | 0 | 3.33 | 0 | 28.4 | within_range | 0 | 0 | VACANT | Vacant - off
2024-07-03T06:15:00 | 0 |  | 0 | 0.0997 | 0.0878 | 0 | 0 | 3.33 | 0 | 27 | within_range | 1.5 | 0.0498 | VACANT | Vacant - off
2024-07-03T06:30:00 | 0 |  | 0 | 0.0683 | 0.0967 | 0 | 0 | 3.33 | 0 | 27.3 | within_range | 1.02 | 0.0341 | VACANT | Vacant - off
2024-07-03T06:45:00 | 0 |  | 0 | 0.1775 | 0 | 0 | 0 | 3.33 | 0 | 27 | within_range | 2.66 | 0.0887 | VACANT | Vacant - off
2024-07-03T07:00:00 | 0 |  | 0 | 0 | 0.21 | 0.0142 | 0 | 3.35 | 0 | 25.3 | within_range | 0 | 0 | VACANT | Vacant - off
2024-07-03T07:15:00 | 0 |  | 0 | 0 | 0.2125 | 0.0119 | 0 | 3.37 | 0 | 25.4 | within_range | 0 | 0 | VACANT | Vacant - off
2024-07-03T07:30:00 | 0 |  | 0 | 0 | 0.1275 | 0.0926 | 0 | 4.21 | 0 | 25.2 | within_range | 0 | 0 | VACANT | Vacant - off
2024-07-03T07:45:00 | 0 |  | 0 | 0 | 0.225 | 0 | 0 | 4.21 | 0 | 25.3 | within_range | 0 | 0 | VACANT | Vacant - off
2024-07-03T08:00:00 | 0 |  | 0 | 0 | 0.165 | 0.057 | 0 | 4.66 | 0 | 25.7 | within_range | 0 | 0 | VACANT | Vacant - off
2024-07-03T08:15:00 | 0 |  | 0 | 0 | 0.18 | 0.0427 | 0 | 4.95 | 0 | 25.8 | within_range | 0 | 0 | VACANT | Vacant - off
2024-07-03T08:30:00 | 0 |  | 1 | 0.0075 | 0.225 | 0 | 0 | 4.95 | 0.0125 | 24.9 | within_range | 0.19 | 0.0037 | SOLAR_AVAILABLE | FREE solar! (0.22 kWh)
2024-07-03T08:45:00 | 0 |  | 1 | 0.02 | 0.225 | 0 | 0 | 4.95 | 0.0125 | 24.9 | within_range | 0.5 | 0.01 | SOLAR_AVAILABLE | FREE solar! (0.22 kWh)
2024-07-03T09:00:00 | 0 |  | 1 | 0 | 0.1925 | 0.0309 | 0 | 5.24 | 0.0125 | 25.3 | within_range | 0 | 0 | SOLAR_AVAILABLE | FREE solar! (0.22 kWh)
2024-07-03T09:15:00 | 0 |  | 1 | 0 | 0.19 | 0.0332 | 0 | 5.56 | 0.0125 | 25.2 | within_range | 0 | 0 | SOLAR_AVAILABLE | FREE solar! (0.22 kWh)
2024-07-03T09:30:00 | 0 |  | 1 | 0 | 0.1475 | 0.0736 | 0 | 6.32 | 0.0125 | 25.2 | within_range | 0 | 0 | SOLAR_AVAILABLE | FREE solar! (0.22 kWh)
2024-07-03T09:45:00 | 0 |  | 0 | 0 | 0.14 | 0.0807 | 0 | 7.03 | 0 | 26.1 | warning | 0 | 0 | VACANT | Vacant - off
2024-07-03T10:00:00 | 0 |  | 1 | 0 | 0.175 | 0.0475 | 0 | 7.51 | 0.0125 | 25.4 | within_range | 0 | 0 | SOLAR_AVAILABLE | FREE solar! (0.22 kWh)
2024-07-03T10:15:00 | 0 |  | 1 | 0 | 0.1775 | 0.0451 | 0 | 7.96 | 0.0125 | 25.4 | within_range | 0 | 0 | SOLAR_AVAILABLE | FREE solar! (0.22 kWh)
2024-07-03T10:30:00 | 0 |  | 1 | 0.03 | 0.225 | 0 | 0 | 7.96 | 0.0125 | 25.4 | within_range | 0.75 | 0.015 | SOLAR_AVAILABLE | FREE solar! (0.22 kWh)
2024-07-03T10:45:00 | 0 |  | 1 | 0 | 0.1825 | 0.0404 | 0 | 8.36 | 0.0125 | 25.3 | within_range | 0 | 0 | SOLAR_AVAILABLE | FREE solar! (0.22 kWh)
2024-07-03T11:00:00 | 0 |  | 1 | 0 | 0.1575 | 0.0641 | 0 | 9.01 | 0.0125 | 25.7 | within_range | 0 | 0 | SOLAR_AVAILABLE | FREE solar! (0.22 kWh)
2024-07-03T11:15:00 | 0 |  | 1 | 0 | 0.145 | 0.076 | 0 | 9.8 | 0.0125 | 25.7 | within_range | 0 | 0 | SOLAR_AVAILABLE | FREE solar! (0.22 kWh)
2024-07-03T11:30:00 | 1 | 20 | 0 | 0.37 | 0.225 | 0 | 0 | 9.81 | 0.375 | 22 | within_range | 9.25 | 0.185 | SOLAR_AVAILABLE | FREE solar! (0.22 kWh)
2024-07-03T11:45:00 | 1 | 20 | 0 | 0.295 | 0.225 | 0 | 0 | 10.46 | 0.375 | 22 | within_range | 7.38 | 0.1475 | SOLAR_AVAILABLE | FREE solar! (0.22 kWh)
2024-07-03T12:00:00 | 1 | 20 | 0 | 0.3 | 0.225 | 0 | 0 | 11.07 | 0.375 | 22 | within_range | 7.5 | 0.15 | SOLAR_AVAILABLE | FREE solar! (0.22 kWh)
2024-07-03T12:15:00 | 1 | 20 | 0 | 0.3825 | 0.225 | 0 | 0 | 11.07 | 0.375 | 22 | within_range | 9.56 | 0.1913 | SOLAR_AVAILABLE | FREE solar! (0.22 kWh)
2024-07-03T12:30:00 | 0 |  | 1 | 0.0075 | 0.225 | 0 | 0 | 11.07 | 0.0125 | 25.9 | within_range | 0.19 | 0.0037 | SOLAR_AVAILABLE | FREE solar! (0.22 kWh)
2024-07-03T12:45:00 | 0 |  | 1 | 0 | 0.155 | 0.0665 | 0 | 11.76 | 0.0125 | 25.6 | within_range | 0 | 0 | SOLAR_AVAILABLE | FREE solar! (0.22 kWh)
2024-07-03T13:00:00 | 0 |  | 1 | 0.015 | 0.225 | 0 | 0 | 11.76 | 0.0125 | 27.5 | warning | 0.38 | 0.0075 | SOLAR_AVAILABLE | FREE solar! (0.22 kWh)
2024-07-03T13:15:00 | 0 |  | 1 | 0 | 0.1375 | 0.0831 | 0 | 12.63 | 0.0125 | 25.8 | within_range | 0 | 0 | SOLAR_AVAILABLE | FREE solar! (0.22 kWh)
2024-07-03T13:30:00 | 0 |  | 1 | 0.02 | 0.225 | 0 | 0 | 12.63 | 0.0125 | 25.6 | within_range | 0.5 | 0.01 | SOLAR_AVAILABLE | FREE solar! (0.22 kWh)
2024-07-03T13:45:00 | 0 |  | 1 | 0 | 0.22 | 0.0047 | 0 | 12.67 | 0.0125 | 25.7 | within_range | 0 | 0 | SOLAR_AVAILABLE | FREE solar! (0.22 kWh)
2024-07-03T14:00:00 | 0 |  | 1 | 0 | 0.165 | 0.057 | 0 | 13.25 | 0.0125 | 25.4 | within_range | 0 | 0 | SOLAR_AVAILABLE | FREE solar! (0.22 kWh)
2024-07-03T14:15:00 | 0 |  | 1 | 0 | 0.215 | 0.0095 | 0 | 13.31 | 0.0125 | 26.6 | warning | 0 | 0 | SOLAR_AVAILABLE | FREE solar! (0.22 kWh)
2024-07-03T14:30:00 | 0 |  | 1 | 0 | 0.1825 | 0.0404 | 0 | 13.5 | 0.0125 | 25.5 | within_range | 0 | 0 | SOLAR_AVAILABLE | FREE solar! (0.22 kWh)
2024-07-03T14:45:00 | 0 |  | 1 | 0 | 0.2075 | 0 | 0 | 13.5 | 0.0125 | 25.4 | within_range | 0 | 0 | SOLAR_AVAILABLE | FREE solar! (0.22 kWh)
2024-07-03T15:00:00 | 0 |  | 1 | 0 | 0.2 | 0 | 0 | 13.5 | 0.0125 | 25.1 | within_range | 0 | 0 | SOLAR_AVAILABLE | FREE solar! (0.22 kWh)
2024-07-03T15:15:00 | 0 |  | 1 | 0.0175 | 0.225 | 0 | 0 | 13.5 | 0.0125 | 25.1 | within_range | 0.44 | 0.0088 | SOLAR_AVAILABLE | FREE solar! (0.22 kWh)
2024-07-03T15:30:00 | 0 |  | 1 | 0 | 0.21 | 0 | 0 | 13.5 | 0.0125 | 25.2 | within_range | 0 | 0 | SOLAR_AVAILABLE | FREE solar! (0.22 kWh)
2024-07-03T15:45:00 | 0 |  | 1 | 0.015 | 0.225 | 0 | 0 | 13.5 | 0.0125 | 25.3 | within_range | 0.38 | 0.0075 | SOLAR_AVAILABLE | FREE solar! (0.22 kWh)
2024-07-03T16:00:00 | 0 |  | 0 | 0.005 | 0.225 | 0 | 0 | 13.5 | 0 | 26.1 | warning | 0.12 | 0.0025 | VACANT | Vacant - off
2024-07-03T16:15:00 | 0 |  | 0 | 0 | 0.19 | 0 | 0 | 13.5 | 0 | 25.7 | within_range | 0 | 0 | VACANT | Vacant - off
2024-07-03T16:30:00 | 0 |  | 0 | 0 | 0.16 | 0 | 0 | 13.5 | 0 | 26.1 | warning | 0 | 0 | VACANT | Vacant - off
2024-07-03T16:45:00 | 0 |  | 0 | 0 | 0.13 | 0 | 0 | 13.5 | 0 | 25.8 | within_range | 0 | 0 | VACANT | Vacant - off
2024-07-03T17:00:00 | 0 |  | 0 | 0 | 0.195 | 0 | 0 | 7.47 | 0 | 25.2 | within_range | 0 | 0 | VACANT | Vacant - off
2024-07-03T17:15:00 | 0 |  | 0 | 0 | 0.1425 | 0 | 0 | 2.69 | 0 | 25.5 | within_range | 0 | 0 | VACANT | Vacant - off
2024-07-03T17:30:00 | 0 |  | 0 | 0 | 0.135 | 0 | 0 | 2.69 | 0 | 25.3 | within_range | 0 | 0 | VACANT | Vacant - off
2024-07-03T17:45:00 | 0 |  | 0 | 0 | 0.195 | 0 | 0 | 2.69 | 0 | 25.5 | within_range | 0 | 0 | VACANT | Vacant - off
2024-07-03T18:00:00 | 0 |  | 0 | 0.21 | 0 | 0 | 0 | 2.69 | 0 | 25 | within_range | 9.45 | 0.105 | VACANT | Vacant - off
2024-07-03T18:15:00 | 0 |  | 0 | 0.17 | 0 | 0 | 0 | 2.69 | 0 | 24.9 | within_range | 7.65 | 0.085 | VACANT | Vacant - off
2024-07-03T18:30:00 | 0 |  | 0 | 0.1925 | 0 | 0 | 0 | 2.69 | 0 | 25 | within_range | 8.66 | 0.0963 | VACANT | Vacant - off
2024-07-03T18:45:00 | 0 |  | 0 | 0.19 | 0 | 0 | 0 | 2.69 | 0 | 24.9 | within_range | 8.55 | 0.095 | VACANT | Vacant - off
2024-07-03T19:00:00 | 0 |  | 0 | 0 | 0.125 | 0 | 0 | 2.69 | 0 | 25.2 | within_range | 0 | 0 | VACANT | Vacant - off
2024-07-03T19:15:00 | 0 |  | 0 | 0.1325 | 0 | 0 | 0 | 2.69 | 0 | 25 | within_range | 5.96 | 0.0663 | VACANT | Vacant - off
2024-07-03T19:30:00 | 0 |  | 0 | 0.21 | 0 | 0 | 0 | 2.69 | 0 | 24.9 | within_range | 9.45 | 0.105 | VACANT | Vacant - off
2024-07-03T19:45:00 | 0 |  | 0 | 0.0615 | 0.1035 | 0 | 0 | 2.69 | 0 | 25 | within_range | 2.77 | 0.0307 | VACANT | Vacant - off
2024-07-03T20:00:00 | 0 |  | 0 | 0.2075 | 0 | 0 | 0 | 2.69 | 0 | 25 | within_range | 9.34 | 0.1037 | VACANT | Vacant - off
2024-07-03T20:15:00 | 0 |  | 0 | 0.235 | 0 | 0 | 0 | 2.69 | 0 | 24.9 | within_range | 10.57 | 0.1175 | VACANT | Vacant - off
2024-07-03T20:30:00 | 0 |  | 0 | 0.2425 | 0 | 0 | 0 | 2.69 | 0 | 25 | within_range | 10.91 | 0.1212 | VACANT | Vacant - off
2024-07-03T20:45:00 | 0 |  | 0 | 0.16 | 0 | 0 | 0 | 2.69 | 0 | 24.9 | within_range | 7.2 | 0.08 | VACANT | Vacant - off
2024-07-03T21:00:00 | 0 |  | 0 | 0.1825 | 0 | 0 | 0 | 2.69 | 0 | 25 | within_range | 8.21 | 0.0912 | VACANT | Vacant - off
2024-07-03T21:15:00 | 0 |  | 0 | 0.133 | 0.027 | 0 | 0 | 2.69 | 0 | 25 | within_range | 5.99 | 0.0665 | VACANT | Vacant - off
2024-07-03T21:30:00 | 0 |  | 0 | 0.2067 | 0.0382 | 0 | 0 | 2.69 | 0 | 25 | within_range | 9.3 | 0.1033 | VACANT | Vacant - off
2024-07-03T21:45:00 | 0 |  | 0 | 0.081 | 0.1665 | 0 | 0 | 2.69 | 0 | 24 | within_range | 3.65 | 0.0405 | VACANT | Vacant - off
2024-07-03T22:00:00 | 0 |  | 0 | 0.087 | 0.153 | 0 | 0 | 2.69 | 0 | 25.1 | within_range | 1.3 | 0.0435 | VACANT | Vacant - off
2024-07-03T22:15:00 | 0 |  | 0 | 0.1875 | 0 | 0 | 0 | 2.69 | 0 | 24 | within_range | 2.81 | 0.0938 | VACANT | Vacant - off
2024-07-03T22:30:00 | 0 |  | 0 | 0.144 | 0.0135 | 0 | 0 | 2.69 | 0 | 25 | within_range | 2.16 | 0.072 | VACANT | Vacant - off
2024-07-03T22:45:00 | 0 |  | 0 | 0.172 | 0.063 | 0 | 0 | 2.69 | 0 | 24.3 | within_range | 2.58 | 0.086 | VACANT | Vacant - off
2024-07-03T23:00:00 | 0 |  | 0 | 0.2125 | 0 | 0 | 0 | 2.69 | 0 | 24.4 | within_range | 3.19 | 0.1062 | VACANT | Vacant - off
2024-07-03T23:15:00 | 0 |  | 0 | 0.165 | 0 | 0 | 0 | 2.69 | 0 | 24 | within_range | 2.48 | 0.0825 | VACANT | Vacant - off
2024-07-03T23:30:00 | 0 |  | 0 | 0.2045 | 0.018 | 0 | 0 | 2.69 | 0 | 26.1 | within_range | 3.07 | 0.1022 | VACANT | Vacant - off
2024-07-03T23:45:00 | 0 |  | 0 | 0.1925 | 0 | 0 | 0 | 2.69 | 0 | 24 | within_range | 2.89 | 0.0963 | VACANT | Vacant - off
2024-07-04T00:00:00 | 0 |  | 0 | 0.1575 | 0 | 0 | 0 | 2.69 | 0 | 27 | within_range | 2.36 | 0.0788 | VACANT | Vacant - off
2024-07-04T00:15:00 | 0 |  | 0 | 0.0442 | 0.0833 | 0 | 0 | 2.69 | 0 | 24.8 | within_range | 0.66 | 0.0221 | VACANT | Vacant - off
2024-07-04T00:30:00 | 0 |  | 0 | 0.126 | 0.1215 | 0 | 0 | 2.69 | 0 | 24 | within_range | 1.89 | 0.063 | VACANT | Vacant - off
2024-07-04T00:45:00 | 0 |  | 0 | 0.245 | 0 | 0 | 0 | 2.69 | 0 | 24.8 | within_range | 3.67 | 0.1225 | VACANT | Vacant - off
2024-07-04T01:00:00 | 0 |  | 0 | 0.2475 | 0 | 0 | 0 | 2.69 | 0 | 24 | within_range | 3.71 | 0.1237 | VACANT | Vacant - off
2024-07-04T01:15:00 | 0 |  | 0 | 0.165 | 0 | 0 | 0 | 2.69 | 0 | 26.2 | within_range | 2.48 | 0.0825 | VACANT | Vacant - off
2024-07-04T01:30:00 | 0 |  | 0 | 0.215 | 0 | 0 | 0 | 2.69 | 0 | 24.4 | within_range | 3.23 | 0.1075 | VACANT | Vacant - off
2024-07-04T01:45:00 | 0 |  | 0 | 0.21 | 0 | 0 | 0 | 2.69 | 0 | 26.6 | within_range | 3.15 | 0.105 | VACANT | Vacant - off
2024-07-04T02:00:00 | 0 |  | 0 | 0.245 | 0 | 0 | 0 | 2.69 | 0 | 24.5 | within_range | 3.67 | 0.1225 | VACANT | Vacant - off
2024-07-04T02:15:00 | 0 |  | 0 | 0.18 | 0 | 0 | 0 | 2.69 | 0 | 24 | within_range | 2.7 | 0.09 | VACANT | Vacant - off
2024-07-04T02:30:00 | 0 |  | 0 | 0.22 | 0 | 0 | 0 | 2.69 | 0 | 24.9 | within_range | 3.3 | 0.11 | VACANT | Vacant - off
2024-07-04T02:45:00 | 0 |  | 0 | 0.1253 | 0.0022 | 0 | 0 | 2.69 | 0 | 24 | within_range | 1.88 | 0.0626 | VACANT | Vacant - off
2024-07-04T03:00:00 | 0 |  | 0 | 0 | 0.13 | 0.0902 | 0 | 3.21 | 0 | 24 | within_range | 0 | 0 | VACANT | Vacant - off
2024-07-04T03:15:00 | 0 |  | 0 | 0 | 0.1475 | 0.0416 | 0 | 3.39 | 0 | 25.8 | within_range | 0 | 0 | VACANT | Vacant - off
2024-07-04T03:30:00 | 0 |  | 0 | 0.1625 | 0 | 0 | 0 | 3.39 | 0 | 27 | within_range | 2.44 | 0.0813 | VACANT | Vacant - off
2024-07-04T03:45:00 | 0 |  | 0 | 0.21 | 0 | 0 | 0 | 3.39 | 0 | 27 | within_range | 3.15 | 0.105 | VACANT | Vacant - off
2024-07-04T04:00:00 | 0 |  | 0 | 0.0868 | 0.0833 | 0 | 0 | 3.39 | 0 | 26.4 | within_range | 1.3 | 0.0434 | VACANT | Vacant - off
2024-07-04T04:15:00 | 0 |  | 0 | 0.195 | 0 | 0 | 0 | 3.39 | 0 | 27 | within_range | 2.93 | 0.0975 | VACANT | Vacant - off
2024-07-04T04:30:00 | 0 |  | 0 | 0.2375 | 0 | 0 | 0 | 3.39 | 0 | 24.5 | within_range | 3.56 | 0.1187 | VACANT | Vacant - off
2024-07-04T04:45:00 | 0 |  | 0 | 0.0948 | 0.0653 | 0 | 0 | 3.39 | 0 | 26.6 | within_range | 1.42 | 0.0474 | VACANT | Vacant - off
2024-07-04T05:00:00 | 0 |  | 0 | 0.0123 | 0.1327 | 0 | 0 | 3.39 | 0 | 28.1 | within_range | 0.18 | 0.0062 | VACANT | Vacant - off
2024-07-04T05:15:00 | 0 |  | 0 | 0.16 | 0 | 0 | 0 | 3.39 | 0 | 26.9 | within_range | 2.4 | 0.08 | VACANT | Vacant - off
2024-07-04T05:30:00 | 0 |  | 0 | 0.0552 | 0.1823 | 0 | 0 | 3.39 | 0 | 28.3 | within_range | 0.83 | 0.0276 | VACANT | Vacant - off
2024-07-04T05:45:00 | 0 |  | 0 | 0.1175 | 0.0675 | 0 | 0 | 3.39 | 0 | 27 | within_range | 1.76 | 0.0587 | VACANT | Vacant - off
2024-07-04T06:00:00 | 0 |  | 0 | 0.2125 | 0 | 0 | 0 | 3.39 | 0 | 26.9 | within_range | 3.19 | 0.1062 | VACANT | Vacant - off
2024-07-04T06:15:00 | 0 |  | 0 | 0.175 | 0 | 0 | 0 | 3.39 | 0 | 27 | within_range | 2.62 | 0.0875 | VACANT | Vacant - off
2024-07-04T06:30:00 | 0 |  | 0 | 0.205 | 0 | 0 | 0 | 3.39 | 0 | 26.9 | within_range | 3.07 | 0.1025 | VACANT | Vacant - off
2024-07-04T06:45:00 | 0 |  | 0 | 0.185 | 0 | 0 | 0 | 3.39 | 0 | 26.9 | within_range | 2.77 | 0.0925 | VACANT | Vacant - off
2024-07-04T07:00:00 | 0 |  | 0 | 0 | 0.15 | 0.0712 | 0 | 4 | 0 | 25.4 | within_range | 0 | 0 | VACANT | Vacant - off
2024-07-04T07:15:00 | 0 |  | 0 | 0 | 0.1975 | 0.0261 | 0 | 4.11 | 0 | 25.3 | within_range | 0 | 0 | VACANT | Vacant - off
2024-07-04T07:30:00 | 0 |  | 0 | 0 | 0.2175 | 0.0071 | 0 | 4.12 | 0 | 25.2 | within_range | 0 | 0 | VACANT | Vacant - off
2024-07-04T07:45:00 | 0 |  | 0 | 0 | 0.175 | 0.0475 | 0 | 4.46 | 0 | 25.3 | within_range | 0 | 0 | VACANT | Vacant - off
2024-07-04T08:00:00 | 0 |  | 0 | 0 | 0.1925 | 0.0309 | 0 | 4.62 | 0 | 25.8 | within_range | 0 | 0 | VACANT | Vacant - off
2024-07-04T08:15:00 | 0 |  | 0 | 0 | 0.1625 | 0.0594 | 0 | 5.1 | 0 | 26 | within_range | 0 | 0 | VACANT | Vacant - off
2024-07-04T08:30:00 | 0 |  | 0 | 0 | 0.215 | 0.0095 | 0 | 5.11 | 0 | 25.8 | within_range | 0 | 0 | VACANT | Vacant - off
2024-07-04T08:45:00 | 0 |  | 1 | 0 | 0.1875 | 0.0356 | 0 | 5.45 | 0.0125 | 24.9 | within_range | 0 | 0 | SOLAR_AVAILABLE | FREE solar! (0.22 kWh)
2024-07-04T09:00:00 | 0 |  | 1 | 0.025 | 0.225 | 0 | 0 | 5.45 | 0.0125 | 25.2 | within_range | 0.62 | 0.0125 | SOLAR_AVAILABLE | FREE solar! (0.22 kWh)
2024-07-04T09:15:00 | 0 |  | 1 | 0.015 | 0.225 | 0 | 0 | 5.45 | 0.0125 | 26.1 | warning | 0.38 | 0.0075 | SOLAR_AVAILABLE | FREE solar! (0.22 kWh)
2024-07-04T09:30:00 | 0 |  | 1 | 0 | 0.16 | 0.0617 | 0 | 6.08 | 0.0125 | 25.2 | within_range | 0 | 0 | SOLAR_AVAILABLE | FREE solar! (0.22 kWh)
2024-07-04T09:45:00 | 0 |  | 1 | 0 | 0.15 | 0.0712 | 0 | 6.82 | 0.0125 | 25.2 | within_range | 0 | 0 | SOLAR_AVAILABLE | FREE solar! (0.22 kWh)
2024-07-04T10:00:00 | 0 |  | 1 | 0 | 0.1575 | 0.0641 | 0 | 7.48 | 0.0125 | 25.7 | within_range | 0 | 0 | SOLAR_AVAILABLE | FREE solar! (0.22 kWh)
2024-07-04T10:15:00 | 0 |  | 1 | 0.035 | 0.225 | 0 | 0 | 7.48 | 0.0125 | 25.7 | within_range | 0.88 | 0.0175 | SOLAR_AVAILABLE | FREE solar! (0.22 kWh)
2024-07-04T10:30:00 | 0 |  | 1 | 0 | 0.185 | 0.038 | 0 | 7.85 | 0.0125 | 25.4 | within_range | 0 | 0 | SOLAR_AVAILABLE | FREE solar! (0.22 kWh)
2024-07-04T10:45:00 | 1 | 20 | 0 | 0.3175 | 0.225 | 0 | 0 | 8.27 | 0.375 | 22 | within_range | 7.94 | 0.1588 | SOLAR_AVAILABLE | FREE solar! (0.22 kWh)
2024-07-04T11:00:00 | 1 | 20 | 0 | 0.315 | 0.225 | 0 | 0 | 8.72 | 0.375 | 22 | within_range | 7.88 | 0.1575 | SOLAR_AVAILABLE | FREE solar! (0.22 kWh)
2024-07-04T11:15:00 | 0 |  | 1 | 0 | 0.1925 | 0.0309 | 0 | 9.01 | 0.0125 | 25.6 | within_range | 0 | 0 | SOLAR_AVAILABLE | FREE solar! (0.22 kWh)
2024-07-04T11:30:00 | 0 |  | 1 | 0 | 0.1625 | 0.0594 | 0 | 9.62 | 0.0125 | 25.9 | within_range | 0 | 0 | SOLAR_AVAILABLE | FREE solar! (0.22 kWh)
2024-07-04T11:45:00 | 0 |  | 1 | 0 | 0.1775 | 0.0451 | 0 | 10.07 | 0.0125 | 25.8 | within_range | 0 | 0 | SOLAR_AVAILABLE | FREE solar! (0.22 kWh)
2024-07-04T12:00:00 | 0 |  | 1 | 0 | 0.175 | 0.0475 | 0 | 10.54 | 0.0125 | 25.7 | within_range | 0 | 0 | SOLAR_AVAILABLE | FREE solar! (0.22 kWh)
2024-07-04T12:15:00 | 0 |  | 1 | 0 | 0.145 | 0.076 | 0 | 11.33 | 0.0125 | 27.6 | warning | 0 | 0 | SOLAR_AVAILABLE | FREE solar! (0.22 kWh)
2024-07-04T12:30:00 | 0 |  | 1 | 0 | 0.1675 | 0.0546 | 0 | 11.88 | 0.0125 | 25.8 | within_range | 0 | 0 | SOLAR_AVAILABLE | FREE solar! (0.22 kWh)
2024-07-04T12:45:00 | 0 |  | 1 | 0.035 | 0.225 | 0 | 0 | 11.88 | 0.0125 | 25.9 | within_range | 0.88 | 0.0175 | SOLAR_AVAILABLE | FREE solar! (0.22 kWh)
2024-07-04T13:00:00 | 0 |  | 1 | 0 | 0.195 | 0.0285 | 0 | 12.15 | 0.0125 | 27.3 | warning | 0 | 0 | SOLAR_AVAILABLE | FREE solar! (0.22 kWh)
2024-07-04T13:15:00 | 1 | 20 | 0 | 0.29 | 0.225 | 0 | 0 | 12.86 | 0.375 | 22 | within_range | 7.25 | 0.145 | SOLAR_AVAILABLE | FREE solar! (0.22 kWh)
2024-07-04T13:30:00 | 0 |  | 1 | 0 | 0.17 | 0.0522 | 0 | 13.39 | 0.0125 | 25.7 | within_range | 0 | 0 | SOLAR_AVAILABLE | FREE solar! (0.22 kWh)
2024-07-04T13:45:00 | 0 |  | 1 | 0 | 0.16 | 0.0617 | 0 | 13.5 | 0.0125 | 25.7 | within_range | 0 | 0 | SOLAR_AVAILABLE | FREE solar! (0.22 kWh)
2024-07-04T14:00:00 | 0 |  | 1 | 0 | 0.1875 | 0 | 0 | 13.5 | 0.0125 | 25.5 | within_range | 0 | 0 | SOLAR_AVAILABLE | FREE solar! (0.22 kWh)
2024-07-04T14:15:00 | 0 |  | 1 | 0.035 | 0.225 | 0 | 0 | 13.5 | 0.0125 | 25.3 | within_range | 0.88 | 0.0175 | SOLAR_AVAILABLE | FREE solar! (0.22 kWh)
2024-07-04T14:30:00 | 0 |  | 1 | 0.0325 | 0.225 | 0 | 0 | 13.5 | 0.0125 | 25.6 | within_range | 0.81 | 0.0163 | SOLAR_AVAILABLE | FREE solar! (0.22 kWh)
2024-07-04T14:45:00 | 0 |  | 1 | 0 | 0.1775 | 0 | 0 | 13.5 | 0.0125 | 25.4 | within_range | 0 | 0 | SOLAR_AVAILABLE | FREE solar! (0.22 kWh)
2024-07-04T15:00:00 | 0 |  | 1 | 0 | 0.14 | 0 | 0 | 13.5 | 0.0125 | 25.5 | within_range | 0 | 0 | SOLAR_AVAILABLE | FREE solar! (0.22 kWh)
2024-07-04T15:15:00 | 0 |  | 1 | 0 | 0.185 | 0 | 0 | 13.5 | 0.0125 | 25.2 | within_range | 0 | 0 | SOLAR_AVAILABLE | FREE solar! (0.22 kWh)
2024-07-04T15:30:00 | 0 |  | 1 | 0 | 0.2 | 0 | 0 | 13.5 | 0.0125 | 25.1 | within_range | 0 | 0 | SOLAR_AVAILABLE | FREE solar! (0.22 kWh)
2024-07-04T15:45:00 | 0 |  | 1 | 0 | 0.17 | 0 | 0 | 13.5 | 0.0125 | 25 | within_range | 0 | 0 | SOLAR_AVAILABLE | FREE solar! (0.22 kWh)
2024-07-04T16:00:00 | 0 |  | 0 | 0 | 0.18 | 0 | 0 | 13.5 | 0 | 26 | within_range | 0 | 0 | VACANT | Vacant - off
2024-07-04T16:15:00 | 0 |  | 1 | 0 | 0.205 | 0 | 0 | 13.5 | 0.0125 | 25 | within_range | 0 | 0 | SOLAR_AVAILABLE | FREE solar! (0.22 kWh)
2024-07-04T16:30:00 | 0 |  | 1 | 0 | 0.21 | 0 | 0 | 13.5 | 0.0125 | 24.9 | within_range | 0 | 0 | SOLAR_AVAILABLE | FREE solar! (0.22 kWh)
2024-07-04T16:45:00 | 0 |  | 1 | 0 | 0.195 | 0 | 0 | 13.5 | 0.0125 | 24.9 | within_range | 0 | 0 | SOLAR_AVAILABLE | FREE solar! (0.22 kWh)
2024-07-04T17:00:00 | 0 |  | 0 | 0 | 0.21 | 0 | 0 | 7.16 | 0 | 25.3 | within_range | 0 | 0 | VACANT | Vacant - off
2024-07-04T17:15:00 | 0 |  | 0 | 0 | 0.1875 | 0 | 0 | 2.7 | 0 | 25.5 | within_range | 0 | 0 | VACANT | Vacant - off
2024-07-04T17:30:00 | 0 |  | 0 | 0 | 0.1475 | 0 | 0 | 2.7 | 0 | 25.4 | within_range | 0 | 0 | VACANT | Vacant - off
2024-07-04T17:45:00 | 0 |  | 0 | 0 | 0.2025 | 0 | 0 | 2.7 | 0 | 25.5 | within_range | 0 | 0 | VACANT | Vacant - off
2024-07-04T18:00:00 | 0 |  | 0 | 0.0315 | 0.126 | 0 | 0 | 2.7 | 0 | 25 | within_range | 1.42 | 0.0158 | VACANT | Vacant - off
2024-07-04T18:15:00 | 0 |  | 0 | 0.0008 | 0.1417 | 0 | 0 | 2.7 | 0 | 25.1 | within_range | 0.04 | 0.0004 | VACANT | Vacant - off
2024-07-04T18:30:00 | 0 |  | 0 | 0.0873 | 0.0427 | 0 | 0 | 2.7 | 0 | 25 | within_range | 3.93 | 0.0437 | VACANT | Vacant - off
2024-07-04T18:45:00 | 0 |  | 0 | 0.1275 | 0 | 0 | 0 | 2.7 | 0 | 25 | within_range | 5.74 | 0.0638 | VACANT | Vacant - off
2024-07-04T19:00:00 | 0 |  | 0 | 0.0615 | 0.126 | 0 | 0 | 2.7 | 0 | 25.1 | within_range | 2.77 | 0.0307 | VACANT | Vacant - off
2024-07-04T19:15:00 | 0 |  | 0 | 0.135 | 0 | 0 | 0 | 2.7 | 0 | 25 | within_range | 6.08 | 0.0675 | VACANT | Vacant - off
2024-07-04T19:30:00 | 0 |  | 0 | 0.1825 | 0 | 0 | 0 | 2.7 | 0 | 25 | within_range | 8.21 | 0.0912 | VACANT | Vacant - off
2024-07-04T19:45:00 | 0 |  | 0 | 0 | 0.17 | 0 | 0 | 2.7 | 0 | 25.2 | within_range | 0 | 0 | VACANT | Vacant - off
2024-07-04T20:00:00 | 0 |  | 0 | 0.0165 | 0.1485 | 0 | 0 | 2.7 | 0 | 25.1 | within_range | 0.74 | 0.0083 | VACANT | Vacant - off
2024-07-04T20:15:00 | 0 |  | 0 | 0.2125 | 0 | 0 | 0 | 2.7 | 0 | 25 | within_range | 9.56 | 0.1062 | VACANT | Vacant - off
2024-07-04T20:30:00 | 0 |  | 0 | 0.23 | 0 | 0 | 0 | 2.7 | 0 | 25 | within_range | 10.35 | 0.115 | VACANT | Vacant - off
2024-07-04T20:45:00 | 0 |  | 0 | 0.1625 | 0 | 0 | 0 | 2.7 | 0 | 24.9 | within_range | 7.31 | 0.0813 | VACANT | Vacant - off
2024-07-04T21:00:00 | 0 |  | 0 | 0.19 | 0 | 0 | 0 | 2.7 | 0 | 24 | within_range | 8.55 | 0.095 | VACANT | Vacant - off
2024-07-04T21:15:00 | 0 |  | 0 | 0.0672 | 0.0878 | 0 | 0 | 2.7 | 0 | 24 | within_range | 3.02 | 0.0336 | VACANT | Vacant - off
2024-07-04T21:30:00 | 0 |  | 0 | 0.1475 | 0 | 0 | 0 | 2.7 | 0 | 25 | within_range | 6.64 | 0.0737 | VACANT | Vacant - off
2024-07-04T21:45:00 | 0 |  | 0 | 0.0175 | 0.2025 | 0 | 0 | 2.7 | 0 | 25.2 | within_range | 0.79 | 0.0088 | VACANT | Vacant - off
2024-07-04T22:00:00 | 0 |  | 0 | 0.225 | 0 | 0 | 0 | 2.7 | 0 | 24 | within_range | 3.38 | 0.1125 | VACANT | Vacant - off
2024-07-04T22:15:00 | 0 |  | 0 | 0.0325 | 0.18 | 0 | 0 | 2.7 | 0 | 24 | within_range | 0.49 | 0.0163 | VACANT | Vacant - off
2024-07-04T22:30:00 | 0 |  | 0 | 0.1172 | 0.0653 | 0 | 0 | 2.7 | 0 | 24.3 | within_range | 1.76 | 0.0586 | VACANT | Vacant - off
2024-07-04T22:45:00 | 0 |  | 0 | 0.2125 | 0 | 0 | 0 | 2.7 | 0 | 25 | within_range | 3.19 | 0.1062 | VACANT | Vacant - off
2024-07-04T23:00:00 | 0 |  | 0 | 0.1875 | 0 | 0 | 0 | 2.7 | 0 | 24.6 | within_range | 2.81 | 0.0938 | VACANT | Vacant - off
2024-07-04T23:15:00 | 0 |  | 0 | 0.22 | 0 | 0 | 0 | 2.7 | 0 | 24 | within_range | 3.3 | 0.11 | VACANT | Vacant - off
2024-07-04T23:30:00 | 0 |  | 0 | 0.1325 | 0 | 0 | 0 | 2.7 | 0 | 24 | within_range | 1.99 | 0.0663 | VACANT | Vacant - off
2024-07-04T23:45:00 | 0 |  | 0 | 0 | 0.22 | 0.0047 | 0 | 2.7 | 0 | 24.4 | within_range | 0 | 0 | VACANT | Vacant - off
2024-07-05T00:00:00 | 0 |  | 0 | 0.115 | 0.0675 | 0 | 0 | 2.7 | 0 | 24 | within_range | 1.73 | 0.0575 | VACANT | Vacant - off
2024-07-05T00:15:00 | 0 |  | 0 | 0.0588 | 0.0788 | 0 | 0 | 2.7 | 0 | 25.5 | within_range | 0.88 | 0.0294 | VACANT | Vacant - off
2024-07-05T00:30:00 | 0 |  | 0 | 0.1055 | 0.0495 | 0 | 0 | 2.7 | 0 | 24 | within_range | 1.58 | 0.0527 | VACANT | Vacant - off
2024-07-05T00:45:00 | 0 |  | 0 | 0.101 | 0.099 | 0 | 0 | 2.7 | 0 | 25.2 | within_range | 1.52 | 0.0505 | VACANT | Vacant - off
2024-07-05T01:00:00 | 0 |  | 0 | 0.2065 | 0.036 | 0 | 0 | 2.7 | 0 | 24.9 | within_range | 3.1 | 0.1032 | VACANT | Vacant - off
2024-07-05T01:15:00 | 0 |  | 0 | 0.1347 | 0.0427 | 0 | 0 | 2.7 | 0 | 24 | within_range | 2.02 | 0.0673 | VACANT | Vacant - off
2024-07-05T01:30:00 | 0 |  | 0 | 0.185 | 0 | 0 | 0 | 2.7 | 0 | 24 | within_range | 2.77 | 0.0925 | VACANT | Vacant - off
2024-07-05T01:45:00 | 0 |  | 0 | 0.15 | 0 | 0 | 0 | 2.7 | 0 | 24 | within_range | 2.25 | 0.075 | VACANT | Vacant - off
2024-07-05T02:00:00 | 0 |  | 0 | 0.1975 | 0 | 0 | 0 | 2.7 | 0 | 27 | within_range | 2.96 | 0.0988 | VACANT | Vacant - off
2024-07-05T02:15:00 | 0 |  | 0 | 0.195 | 0 | 0 | 0 | 2.7 | 0 | 25.5 | within_range | 2.93 | 0.0975 | VACANT | Vacant - off
2024-07-05T02:30:00 | 0 |  | 0 | 0.2075 | 0 | 0 | 0 | 2.7 | 0 | 24 | within_range | 3.11 | 0.1037 | VACANT | Vacant - off
2024-07-05T02:45:00 | 0 |  | 0 | 0.156 | 0.0765 | 0 | 0 | 2.7 | 0 | 25.3 | within_range | 2.34 | 0.078 | VACANT | Vacant - off
2024-07-05T03:00:00 | 0 |  | 0 | 0.1325 | 0 | 0 | 0 | 2.7 | 0 | 25.5 | within_range | 1.99 | 0.0663 | VACANT | Vacant - off
2024-07-05T03:15:00 | 0 |  | 0 | 0 | 0.13 | 0.0902 | 0 | 3.23 | 0 | 24.7 | within_range | 0 | 0 | VACANT | Vacant - off
2024-07-05T03:30:00 | 0 |  | 0 | 0.1003 | 0.0247 | 0 | 0 | 3.23 | 0 | 26.6 | within_range | 1.5 | 0.0502 | VACANT | Vacant - off
2024-07-05T03:45:00 | 0 |  | 0 | 0.2 | 0 | 0 | 0 | 3.23 | 0 | 25 | within_range | 3 | 0.1 | VACANT | Vacant - off
2024-07-05T04:00:00 | 0 |  | 0 | 0.145 | 0 | 0 | 0 | 3.23 | 0 | 27 | within_range | 2.17 | 0.0725 | VACANT | Vacant - off
2024-07-05T04:15:00 | 0 |  | 0 | 0.17 | 0 | 0 | 0 | 3.23 | 0 | 27 | within_range | 2.55 | 0.085 | VACANT | Vacant - off
2024-07-05T04:30:00 | 0 |  | 0 | 0.0025 | 0.1575 | 0 | 0 | 3.23 | 0 | 28.3 | within_range | 0.04 | 0.0013 | VACANT | Vacant - off
2024-07-05T04:45:00 | 0 |  | 0 | 0.2225 | 0 | 0 | 0 | 3.23 | 0 | 27 | within_range | 3.34 | 0.1113 | VACANT | Vacant - off
2024-07-05T05:00:00 | 0 |  | 0 | 0.2425 | 0 | 0 | 0 | 3.23 | 0 | 26.9 | within_range | 3.64 | 0.1212 | VACANT | Vacant - off
2024-07-05T05:15:00 | 0 |  | 0 | 0.051 | 0.1215 | 0 | 0 | 3.23 | 0 | 28 | within_range | 0.76 | 0.0255 | VACANT | Vacant - off
2024-07-05T05:30:00 | 0 |  | 0 | 0.0965 | 0.126 | 0 | 0 | 3.23 | 0 | 27.5 | within_range | 1.45 | 0.0483 | VACANT | Vacant - off
2024-07-05T05:45:00 | 0 |  | 0 | 0.14 | 0 | 0 | 0 | 3.23 | 0 | 26.9 | within_range | 2.1 | 0.07 | VACANT | Vacant - off
2024-07-05T06:00:00 | 0 |  | 0 | 0.0325 | 0.18 | 0 | 0 | 3.23 | 0 | 28.1 | within_range | 0.49 | 0.0163 | VACANT | Vacant - off
2024-07-05T06:15:00 | 0 |  | 0 | 0.0923 | 0.1103 | 0 | 0 | 3.23 | 0 | 27.1 | within_range | 1.38 | 0.0461 | VACANT | Vacant - off
2024-07-05T06:30:00 | 0 |  | 0 | 0.18 | 0 | 0 | 0 | 3.23 | 0 | 26.9 | within_range | 2.7 | 0.09 | VACANT | Vacant - off
2024-07-05T06:45:00 | 0 |  | 0 | 0.14 | 0 | 0 | 0 | 3.23 | 0 | 26.9 | within_range | 2.1 | 0.07 | VACANT | Vacant - off
2024-07-05T07:00:00 | 0 |  | 0 | 0 | 0.18 | 0.0427 | 0 | 3.52 | 0 | 25.2 | within_range | 0 | 0 | VACANT | Vacant - off
2024-07-05T07:15:00 | 0 |  | 0 | 0.02 | 0.225 | 0 | 0 | 3.52 | 0 | 25.2 | within_range | 0.5 | 0.01 | VACANT | Vacant - off
2024-07-05T07:30:00 | 0 |  | 0 | 0 | 0.22 | 0.0047 | 0 | 3.52 | 0 | 25.4 | within_range | 0 | 0 | VACANT | Vacant - off
2024-07-05T07:45:00 | 0 |  | 0 | 0 | 0.1275 | 0.0926 | 0 | 4.36 | 0 | 25.5 | within_range | 0 | 0 | VACANT | Vacant - off
2024-07-05T08:00:00 | 0 |  | 0 | 0 | 0.145 | 0.076 | 0 | 5.02 | 0 | 25.8 | within_range | 0 | 0 | VACANT | Vacant - off
2024-07-05T08:15:00 | 0 |  | 0 | 0.0075 | 0.225 | 0 | 0 | 5.02 | 0 | 25.8 | within_range | 0.19 | 0.0037 | VACANT | Vacant - off
2024-07-05T08:30:00 | 0 |  | 0 | 0 | 0.14 | 0.0807 | 0 | 5.73 | 0 | 25.7 | within_range | 0 | 0 | VACANT | Vacant - off
2024-07-05T08:45:00 | 0 |  | 0 | 0 | 0.19 | 0.0332 | 0 | 5.92 | 0 | 25.9 | within_range | 0 | 0 | VACANT | Vacant - off
2024-07-05T09:00:00 | 0 |  | 1 | 0.025 | 0.225 | 0 | 0 | 5.92 | 0.0125 | 25.3 | within_range | 0.62 | 0.0125 | SOLAR_AVAILABLE | FREE solar! (0.22 kWh)
2024-07-05T09:15:00 | 0 |  | 1 | 0 | 0.14 | 0.0807 | 0 | 6.76 | 0.0125 | 25.2 | within_range | 0 | 0 | SOLAR_AVAILABLE | FREE solar! (0.22 kWh)
2024-07-05T09:30:00 | 0 |  | 1 | 0 | 0.1975 | 0.0261 | 0 | 7 | 0.0125 | 25.1 | within_range | 0 | 0 | SOLAR_AVAILABLE | FREE solar! (0.22 kWh)
2024-07-05T09:45:00 | 0 |  | 1 | 0 | 0.21 | 0.0142 | 0 | 7.11 | 0.0125 | 25.2 | within_range | 0 | 0 | SOLAR_AVAILABLE | FREE solar! (0.22 kWh)
2024-07-05T10:00:00 | 0 |  | 1 | 0 | 0.165 | 0.057 | 0 | 7.69 | 0.0125 | 26.6 | warning | 0 | 0 | SOLAR_AVAILABLE | FREE solar! (0.22 kWh)
2024-07-05T10:15:00 | 0 |  | 1 | 0 | 0.16 | 0.0617 | 0 | 8.32 | 0.0125 | 25.9 | within_range | 0 | 0 | SOLAR_AVAILABLE | FREE solar! (0.22 kWh)
2024-07-05T10:30:00 | 0 |  | 1 | 0.0325 | 0.225 | 0 | 0 | 8.32 | 0.0125 | 25.6 | within_range | 0.81 | 0.0163 | SOLAR_AVAILABLE | FREE solar! (0.22 kWh)
2024-07-05T10:45:00 | 0 |  | 1 | 0 | 0.2175 | 0.0071 | 0 | 8.37 | 0.0125 | 27 | warning | 0 | 0 | SOLAR_AVAILABLE | FREE solar! (0.22 kWh)
2024-07-05T11:00:00 | 0 |  | 1 | 0 | 0.15 | 0.0712 | 0 | 9.11 | 0.0125 | 25.7 | within_range | 0 | 0 | SOLAR_AVAILABLE | FREE solar! (0.22 kWh)
2024-07-05T11:15:00 | 0 |  | 1 | 0 | 0.1575 | 0.0641 | 0 | 9.77 | 0.0125 | 25.7 | within_range | 0 | 0 | SOLAR_AVAILABLE | FREE solar! (0.22 kWh)
2024-07-05T11:30:00 | 0 |  | 1 | 0.0225 | 0.225 | 0 | 0 | 9.77 | 0.0125 | 25.7 | within_range | 0.56 | 0.0112 | SOLAR_AVAILABLE | FREE solar! (0.22 kWh)
2024-07-05T11:45:00 | 0 |  | 1 | 0 | 0.21 | 0.0142 | 0 | 9.88 | 0.0125 | 25.7 | within_range | 0 | 0 | SOLAR_AVAILABLE | FREE solar! (0.22 kWh)
2024-07-05T12:00:00 | 0 |  | 1 | 0 | 0.2175 | 0.0071 | 0 | 9.93 | 0.0125 | 25.6 | within_range | 0 | 0 | SOLAR_AVAILABLE | FREE solar! (0.22 kWh)
2024-07-05T12:15:00 | 0 |  | 1 | 0.0275 | 0.225 | 0 | 0 | 9.93 | 0.0125 | 25.9 | within_range | 0.69 | 0.0138 | SOLAR_AVAILABLE | FREE solar! (0.22 kWh)
2024-07-05T12:30:00 | 0 |  | 1 | 0.02 | 0.225 | 0 | 0 | 9.93 | 0.0125 | 27.4 | warning | 0.5 | 0.01 | SOLAR_AVAILABLE | FREE solar! (0.22 kWh)
2024-07-05T12:45:00 | 0 |  | 1 | 0 | 0.2025 | 0.0214 | 0 | 10.12 | 0.0125 | 26.9 | warning | 0 | 0 | SOLAR_AVAILABLE | FREE solar! (0.22 kWh)
2024-07-05T13:00:00 | 0 |  | 1 | 0 | 0.15 | 0.0712 | 0 | 10.86 | 0.0125 | 25.7 | within_range | 0 | 0 | SOLAR_AVAILABLE | FREE solar! (0.22 kWh)
2024-07-05T13:15:00 | 0 |  | 1 | 0 | 0.1875 | 0.0356 | 0 | 11.2 | 0.0125 | 25.7 | within_range | 0 | 0 | SOLAR_AVAILABLE | FREE solar! (0.22 kWh)
2024-07-05T13:30:00 | 0 |  | 1 | 0.0025 | 0.225 | 0 | 0 | 11.21 | 0.0125 | 25.8 | within_range | 0.06 | 0.0013 | SOLAR_AVAILABLE | FREE solar! (0.22 kWh)
2024-07-05T13:45:00 | 0 |  | 1 | 0 | 0.15 | 0.0712 | 0 | 11.95 | 0.0125 | 25.8 | within_range | 0 | 0 | SOLAR_AVAILABLE | FREE solar! (0.22 kWh)
2024-07-05T14:00:00 | 0 |  | 1 | 0 | 0.1625 | 0.0594 | 0 | 12.55 | 0.0125 | 25.6 | within_range | 0 | 0 | SOLAR_AVAILABLE | FREE solar! (0.22 kWh)
2024-07-05T14:15:00 | 0 |  | 1 | 0 | 0.2225 | 0.0024 | 0 | 12.58 | 0.0125 | 25.5 | within_range | 0 | 0 | SOLAR_AVAILABLE | FREE solar! (0.22 kWh)
2024-07-05T14:30:00 | 0 |  | 1 | 0 | 0.2175 | 0.0071 | 0 | 12.63 | 0.0125 | 25.6 | within_range | 0 | 0 | SOLAR_AVAILABLE | FREE solar! (0.22 kWh)
2024-07-05T14:45:00 | 0 |  | 1 | 0 | 0.2 | 0.0237 | 0 | 12.85 | 0.0125 | 25.4 | within_range | 0 | 0 | SOLAR_AVAILABLE | FREE solar! (0.22 kWh)
2024-07-05T15:00:00 | 0 |  | 1 | 0.02 | 0.225 | 0 | 0 | 12.85 | 0.0125 | 25.3 | within_range | 0.5 | 0.01 | SOLAR_AVAILABLE | FREE solar! (0.22 kWh)
2024-07-05T15:15:00 | 0 |  | 1 | 0 | 0.1975 | 0.0261 | 0 | 13.09 | 0.0125 | 24.9 | within_range | 0 | 0 | SOLAR_AVAILABLE | FREE solar! (0.22 kWh)
2024-07-05T15:30:00 | 0 |  | 1 | 0 | 0.1725 | 0.0499 | 0 | 13.5 | 0.0125 | 25.9 | within_range | 0 | 0 | SOLAR_AVAILABLE | FREE solar! (0.22 kWh)
2024-07-05T15:45:00 | 0 |  | 1 | 0.005 | 0.225 | 0 | 0 | 13.5 | 0.0125 | 25.2 | within_range | 0.12 | 0.0025 | SOLAR_AVAILABLE | FREE solar! (0.22 kWh)
2024-07-05T16:00:00 | 0 |  | 0 | 0 | 0.225 | 0 | 0 | 13.5 | 0 | 26.1 | warning | 0 | 0 | VACANT | Vacant - off
2024-07-05T16:15:00 | 0 |  | 0 | 0 | 0.1575 | 0 | 0 | 13.5 | 0 | 25.6 | within_range | 0 | 0 | VACANT | Vacant - off
2024-07-05T16:30:00 | 0 |  | 0 | 0.0225 | 0.225 | 0 | 0 | 13.5 | 0 | 25.6 | within_range | 0.56 | 0.0112 | VACANT | Vacant - off
2024-07-05T16:45:00 | 0 |  | 0 | 0.0225 | 0.225 | 0 | 0 | 13.5 | 0 | 26.1 | warning | 0.56 | 0.0112 | VACANT | Vacant - off
2024-07-05T17:00:00 | 0 |  | 0 | 0 | 0.2075 | 0 | 0 | 7.22 | 0 | 25.2 | within_range | 0 | 0 | VACANT | Vacant - off
2024-07-05T17:15:00 | 0 |  | 0 | 0 | 0.1425 | 0 | 0 | 2.7 | 0 | 25.3 | within_range | 0 | 0 | VACANT | Vacant - off
2024-07-05T17:30:00 | 0 |  | 0 | 0.0025 | 0.225 | 0 | 0 | 2.7 | 0 | 25.2 | within_range | 0.11 | 0.0013 | VACANT | Vacant - off
2024-07-05T17:45:00 | 0 |  | 0 | 0 | 0.1875 | 0 | 0 | 2.7 | 0 | 25.4 | within_range | 0 | 0 | VACANT | Vacant - off
2024-07-05T18:00:00 | 0 |  | 0 | 0.1145 | 0.018 | 0 | 0 | 2.7 | 0 | 24.9 | within_range | 5.15 | 0.0573 | VACANT | Vacant - off
2024-07-05T18:15:00 | 0 |  | 0 | 0.191 | 0.054 | 0 | 0 | 2.7 | 0 | 25 | within_range | 8.6 | 0.0955 | VACANT | Vacant - off
2024-07-05T18:30:00 | 0 |  | 0 | 0.1133 | 0.0742 | 0 | 0 | 2.7 | 0 | 25 | within_range | 5.1 | 0.0566 | VACANT | Vacant - off
2024-07-05T18:45:00 | 0 |  | 0 | 0.0703 | 0.1147 | 0 | 0 | 2.7 | 0 | 25 | within_range | 3.16 | 0.0352 | VACANT | Vacant - off
2024-07-05T19:00:00 | 0 |  | 0 | 0.15 | 0 | 0 | 0 | 2.7 | 0 | 24.9 | within_range | 6.75 | 0.075 | VACANT | Vacant - off
2024-07-05T19:15:00 | 0 |  | 0 | 0.15 | 0 | 0 | 0 | 2.7 | 0 | 24.9 | within_range | 6.75 | 0.075 | VACANT | Vacant - off
2024-07-05T19:30:00 | 0 |  | 0 | 0.17 | 0 | 0 | 0 | 2.7 | 0 | 24.9 | within_range | 7.65 | 0.085 | VACANT | Vacant - off
2024-07-05T19:45:00 | 0 |  | 0 | 0.064 | 0.081 | 0 | 0 | 2.7 | 0 | 25 | within_range | 2.88 | 0.032 | VACANT | Vacant - off
2024-07-05T20:00:00 | 0 |  | 0 | 0.2275 | 0 | 0 | 0 | 2.7 | 0 | 25 | within_range | 10.24 | 0.1138 | VACANT | Vacant - off
2024-07-05T20:15:00 | 0 |  | 0 | 0.0405 | 0.207 | 0 | 0 | 2.7 | 0 | 24 | within_range | 1.82 | 0.0203 | VACANT | Vacant - off
2024-07-05T20:30:00 | 0 |  | 0 | 0.2275 | 0 | 0 | 0 | 2.7 | 0 | 25 | within_range | 10.24 | 0.1138 | VACANT | Vacant - off
2024-07-05T20:45:00 | 0 |  | 0 | 0.1825 | 0 | 0 | 0 | 2.7 | 0 | 25 | within_range | 8.21 | 0.0912 | VACANT | Vacant - off
2024-07-05T21:00:00 | 0 |  | 0 | 0.1375 | 0 | 0 | 0 | 2.7 | 0 | 24.9 | within_range | 6.19 | 0.0688 | VACANT | Vacant - off
2024-07-05T21:15:00 | 0 |  | 0 | 0.235 | 0 | 0 | 0 | 2.7 | 0 | 24 | within_range | 10.57 | 0.1175 | VACANT | Vacant - off
2024-07-05T21:30:00 | 0 |  | 0 | 0.1495 | 0.0855 | 0 | 0 | 2.7 | 0 | 24 | within_range | 6.73 | 0.0747 | VACANT | Vacant - off
2024-07-05T21:45:00 | 0 |  | 0 | 0.1853 | 0.0473 | 0 | 0 | 2.7 | 0 | 25 | within_range | 8.34 | 0.0926 | VACANT | Vacant - off
2024-07-05T22:00:00 | 0 |  | 0 | 0.2325 | 0 | 0 | 0 | 2.7 | 0 | 24.2 | within_range | 3.49 | 0.1163 | VACANT | Vacant - off
2024-07-05T22:15:00 | 0 |  | 0 | 0.1505 | 0.0045 | 0 | 0 | 2.7 | 0 | 25 | within_range | 2.26 | 0.0752 | VACANT | Vacant - off
2024-07-05T22:30:00 | 0 |  | 0 | 0.1215 | 0.126 | 0 | 0 | 2.7 | 0 | 25.1 | within_range | 1.82 | 0.0607 | VACANT | Vacant - off
2024-07-05T22:45:00 | 0 |  | 0 | 0.1893 | 0.0382 | 0 | 0 | 2.7 | 0 | 25 | within_range | 2.84 | 0.0946 | VACANT | Vacant - off
2024-07-05T23:00:00 | 0 |  | 0 | 0.2175 | 0 | 0 | 0 | 2.7 | 0 | 24 | within_range | 3.26 | 0.1087 | VACANT | Vacant - off
2024-07-05T23:15:00 | 0 |  | 0 | 0.125 | 0 | 0 | 0 | 2.7 | 0 | 24 | within_range | 1.88 | 0.0625 | VACANT | Vacant - off
2024-07-05T23:30:00 | 0 |  | 0 | 0.0175 | 0.225 | 0 | 0 | 2.7 | 0 | 24 | within_range | 0.26 | 0.0088 | VACANT | Vacant - off
2024-07-05T23:45:00 | 0 |  | 0 | 0.2325 | 0 | 0 | 0 | 2.7 | 0 | 24 | within_range | 3.49 | 0.1163 | VACANT | Vacant - off
2024-07-06T00:00:00 | 0 |  | 0 | 0.2175 | 0 | 0 | 0 | 2.7 | 0 | 24 | within_range | 3.26 | 0.1087 | VACANT | Vacant - off
2024-07-06T00:15:00 | 0 |  | 0 | 0.1775 | 0 | 0 | 0 | 2.7 | 0 | 26.9 | within_range | 2.66 | 0.0887 | VACANT | Vacant - off
2024-07-06T00:30:00 | 0 |  | 0 | 0.2025 | 0 | 0 | 0 | 2.7 | 0 | 24 | within_range | 3.04 | 0.1013 | VACANT | Vacant - off
2024-07-06T00:45:00 | 0 |  | 0 | 0.1475 | 0 | 0 | 0 | 2.7 | 0 | 24 | within_range | 2.21 | 0.0737 | VACANT | Vacant - off
2024-07-06T01:00:00 | 0 |  | 0 | 0.1735 | 0.009 | 0 | 0 | 2.7 | 0 | 24 | within_range | 2.6 | 0.0867 | VACANT | Vacant - off
2024-07-06T01:15:00 | 0 |  | 0 | 0.2 | 0 | 0 | 0 | 2.7 | 0 | 24 | within_range | 3 | 0.1 | VACANT | Vacant - off
2024-07-06T01:30:00 | 0 |  | 0 | 0.1145 | 0.1305 | 0 | 0 | 2.7 | 0 | 24 | within_range | 1.72 | 0.0573 | VACANT | Vacant - off
2024-07-06T01:45:00 | 0 |  | 0 | 0.16 | 0 | 0 | 0 | 2.7 | 0 | 24 | within_range | 2.4 | 0.08 | VACANT | Vacant - off
2024-07-06T02:00:00 | 0 |  | 0 | 0.177 | 0.063 | 0 | 0 | 2.7 | 0 | 24.6 | within_range | 2.65 | 0.0885 | VACANT | Vacant - off
2024-07-06T02:15:00 | 0 |  | 0 | 0.145 | 0 | 0 | 0 | 2.7 | 0 | 24 | within_range | 2.17 | 0.0725 | VACANT | Vacant - off
2024-07-06T02:30:00 | 0 |  | 0 | 0.14 | 0 | 0 | 0 | 2.7 | 0 | 24 | within_range | 2.1 | 0.07 | VACANT | Vacant - off
2024-07-06T02:45:00 | 0 |  | 0 | 0.0578 | 0.1372 | 0 | 0 | 2.7 | 0 | 24 | within_range | 0.87 | 0.0289 | VACANT | Vacant - off
2024-07-06T03:00:00 | 0 |  | 0 | 0.1847 | 0.0202 | 0 | 0 | 2.7 | 0 | 26.4 | within_range | 2.77 | 0.0924 | VACANT | Vacant - off
2024-07-06T03:15:00 | 0 |  | 0 | 0.082 | 0.063 | 0 | 0 | 2.7 | 0 | 24.3 | within_range | 1.23 | 0.041 | VACANT | Vacant - off
2024-07-06T03:30:00 | 0 |  | 0 | 0.1645 | 0.0405 | 0 | 0 | 2.7 | 0 | 25 | within_range | 2.47 | 0.0823 | VACANT | Vacant - off
2024-07-06T03:45:00 | 0 |  | 0 | 0.1165 | 0.036 | 0 | 0 | 2.7 | 0 | 25.6 | within_range | 1.75 | 0.0583 | VACANT | Vacant - off
2024-07-06T04:00:00 | 0 |  | 0 | 0.161 | 0.0315 | 0 | 0 | 2.7 | 0 | 27 | within_range | 2.42 | 0.0805 | VACANT | Vacant - off
2024-07-06T04:15:00 | 0 |  | 0 | 0.225 | 0 | 0 | 0 | 2.7 | 0 | 27 | within_range | 3.38 | 0.1125 | VACANT | Vacant - off
2024-07-06T04:30:00 | 0 |  | 0 | 0.1625 | 0 | 0 | 0 | 2.7 | 0 | 24.9 | within_range | 2.44 | 0.0813 | VACANT | Vacant - off
2024-07-06T04:45:00 | 0 |  | 0 | 0.1877 | 0.0473 | 0 | 0 | 2.7 | 0 | 24.3 | within_range | 2.82 | 0.0939 | VACANT | Vacant - off
2024-07-06T05:00:00 | 0 |  | 0 | 0.1225 | 0.09 | 0 | 0 | 2.7 | 0 | 27.3 | within_range | 1.84 | 0.0612 | VACANT | Vacant - off
2024-07-06T05:15:00 | 0 |  | 0 | 0.145 | 0 | 0 | 0 | 2.7 | 0 | 26.9 | within_range | 2.17 | 0.0725 | VACANT | Vacant - off
2024-07-06T05:30:00 | 0 |  | 0 | 0.195 | 0 | 0 | 0 | 2.7 | 0 | 27 | within_range | 2.93 | 0.0975 | VACANT | Vacant - off
2024-07-06T05:45:00 | 0 |  | 0 | 0.18 | 0 | 0 | 0 | 2.7 | 0 | 27 | within_range | 2.7 | 0.09 | VACANT | Vacant - off
2024-07-06T06:00:00 | 0 |  | 0 | 0.075 | 0.09 | 0 | 0 | 2.7 | 0 | 27.1 | within_range | 1.12 | 0.0375 | VACANT | Vacant - off
2024-07-06T06:15:00 | 0 |  | 0 | 0.24 | 0 | 0 | 0 | 2.7 | 0 | 26.9 | within_range | 3.6 | 0.12 | VACANT | Vacant - off
2024-07-06T06:30:00 | 0 |  | 0 | 0.1937 | 0.0112 | 0 | 0 | 2.7 | 0 | 26.9 | within_range | 2.91 | 0.0969 | VACANT | Vacant - off
2024-07-06T06:45:00 | 0 |  | 0 | 0.18 | 0 | 0 | 0 | 2.7 | 0 | 27 | within_range | 2.7 | 0.09 | VACANT | Vacant - off
2024-07-06T07:00:00 | 0 |  | 0 | 0 | 0.2175 | 0.0071 | 0 | 2.71 | 0 | 25.3 | within_range | 0 | 0 | VACANT | Vacant - off
2024-07-06T07:15:00 | 0 |  | 0 | 0 | 0.16 | 0.0617 | 0 | 3.21 | 0 | 25.6 | within_range | 0 | 0 | VACANT | Vacant - off
2024-07-06T07:30:00 | 0 |  | 0 | 0 | 0.135 | 0.0855 | 0 | 3.97 | 0 | 25.3 | within_range | 0 | 0 | VACANT | Vacant - off
2024-07-06T07:45:00 | 0 |  | 0 | 0 | 0.19 | 0.0332 | 0 | 4.16 | 0 | 25.5 | within_range | 0 | 0 | VACANT | Vacant - off
2024-07-06T08:00:00 | 0 |  | 0 | 0 | 0.1275 | 0.0926 | 0 | 5 | 0 | 25.8 | within_range | 0 | 0 | VACANT | Vacant - off
2024-07-06T08:15:00 | 0 |  | 0 | 0 | 0.195 | 0.0285 | 0 | 5.13 | 0 | 25.5 | within_range | 0 | 0 | VACANT | Vacant - off
2024-07-06T08:30:00 | 0 |  | 1 | 0 | 0.15 | 0.0712 | 0 | 5.87 | 0.0125 | 24.9 | within_range | 0 | 0 | SOLAR_AVAILABLE | FREE solar! (0.22 kWh)
2024-07-06T08:45:00 | 0 |  | 0 | 0 | 0.1375 | 0.0831 | 0 | 6.61 | 0 | 25.8 | within_range | 0 | 0 | VACANT | Vacant - off
2024-07-06T09:00:00 | 0 |  | 1 | 0 | 0.15 | 0.0712 | 0 | 7.34 | 0.0125 | 25.1 | within_range | 0 | 0 | SOLAR_AVAILABLE | FREE solar! (0.22 kWh)
2024-07-06T09:15:00 | 0 |  | 1 | 0.0175 | 0.225 | 0 | 0 | 7.34 | 0.0125 | 25.1 | within_range | 0.44 | 0.0088 | SOLAR_AVAILABLE | FREE solar! (0.22 kWh)
2024-07-06T09:30:00 | 0 |  | 1 | 0 | 0.155 | 0.0665 | 0 | 8.03 | 0.0125 | 25.1 | within_range | 0 | 0 | SOLAR_AVAILABLE | FREE solar! (0.22 kWh)
2024-07-06T09:45:00 | 0 |  | 1 | 0 | 0.1625 | 0.0594 | 0 | 8.63 | 0.0125 | 25.1 | within_range | 0 | 0 | SOLAR_AVAILABLE | FREE solar! (0.22 kWh)
2024-07-06T10:00:00 | 0 |  | 1 | 0 | 0.1975 | 0.0261 | 0 | 8.87 | 0.0125 | 25.7 | within_range | 0 | 0 | SOLAR_AVAILABLE | FREE solar! (0.22 kWh)
2024-07-06T10:15:00 | 0 |  | 1 | 0.0175 | 0.225 | 0 | 0 | 8.87 | 0.0125 | 25.5 | within_range | 0.44 | 0.0088 | SOLAR_AVAILABLE | FREE solar! (0.22 kWh)
2024-07-06T10:30:00 | 0 |  | 1 | 0 | 0.2175 | 0.0071 | 0 | 8.93 | 0.0125 | 25.6 | within_range | 0 | 0 | SOLAR_AVAILABLE | FREE solar! (0.22 kWh)
2024-07-06T10:45:00 | 0 |  | 1 | 0 | 0.15 | 0.0712 | 0 | 9.66 | 0.0125 | 25.6 | within_range | 0 | 0 | SOLAR_AVAILABLE | FREE solar! (0.22 kWh)
2024-07-06T11:00:00 | 0 |  | 1 | 0.0025 | 0.225 | 0 | 0 | 9.67 | 0.0125 | 25.8 | within_range | 0.06 | 0.0013 | SOLAR_AVAILABLE | FREE solar! (0.22 kWh)
2024-07-06T11:15:00 | 0 |  | 1 | 0.0175 | 0.225 | 0 | 0 | 9.67 | 0.0125 | 26.6 | warning | 0.44 | 0.0088 | SOLAR_AVAILABLE | FREE solar! (0.22 kWh)
2024-07-06T11:30:00 | 0 |  | 1 | 0 | 0.21 | 0.0142 | 0 | 9.78 | 0.0125 | 25.7 | within_range | 0 | 0 | SOLAR_AVAILABLE | FREE solar! (0.22 kWh)
2024-07-06T11:45:00 | 0 |  | 1 | 0 | 0.155 | 0.0665 | 0 | 10.46 | 0.0125 | 25.7 | within_range | 0 | 0 | SOLAR_AVAILABLE | FREE solar! (0.22 kWh)
2024-07-06T12:00:00 | 0 |  | 1 | 0 | 0.2075 | 0.0166 | 0 | 10.6 | 0.0125 | 27.2 | warning | 0 | 0 | SOLAR_AVAILABLE | FREE solar! (0.22 kWh)
2024-07-06T12:15:00 | 0 |  | 1 | 0 | 0.1775 | 0.0451 | 0 | 11.05 | 0.0125 | 25.7 | within_range | 0 | 0 | SOLAR_AVAILABLE | FREE solar! (0.22 kWh)
2024-07-06T12:30:00 | 0 |  | 1 | 0.01 | 0.225 | 0 | 0 | 11.05 | 0.0125 | 25.5 | within_range | 0.25 | 0.005 | SOLAR_AVAILABLE | FREE solar! (0.22 kWh)
2024-07-06T12:45:00 | 1 | 20 | 0 | 0.375 | 0.225 | 0 | 0 | 11.05 | 0.375 | 22 | within_range | 9.38 | 0.1875 | SOLAR_AVAILABLE | FREE solar! (0.22 kWh)
2024-07-06T13:00:00 | 0 |  | 1 | 0 | 0.1375 | 0.0831 | 0 | 11.92 | 0.0125 | 26.7 | warning | 0 | 0 | SOLAR_AVAILABLE | FREE solar! (0.22 kWh)
2024-07-06T13:15:00 | 0 |  | 1 | 0 | 0.15 | 0.0712 | 0 | 12.65 | 0.0125 | 25.7 | within_range | 0 | 0 | SOLAR_AVAILABLE | FREE solar! (0.22 kWh)
2024-07-06T13:30:00 | 0 |  | 1 | 0 | 0.1575 | 0.0641 | 0 | 13.31 | 0.0125 | 25.6 | within_range | 0 | 0 | SOLAR_AVAILABLE | FREE solar! (0.22 kWh)
2024-07-06T13:45:00 | 0 |  | 1 | 0 | 0.14 | 0.0807 | 0 | 13.5 | 0.0125 | 25.6 | within_range | 0 | 0 | SOLAR_AVAILABLE | FREE solar! (0.22 kWh)
2024-07-06T14:00:00 | 0 |  | 1 | 0.0275 | 0.225 | 0 | 0 | 13.5 | 0.0125 | 25.5 | within_range | 0.69 | 0.0138 | SOLAR_AVAILABLE | FREE solar! (0.22 kWh)
2024-07-06T14:15:00 | 0 |  | 1 | 0 | 0.1525 | 0 | 0 | 13.5 | 0.0125 | 25.5 | within_range | 0 | 0 | SOLAR_AVAILABLE | FREE solar! (0.22 kWh)
2024-07-06T14:30:00 | 0 |  | 1 | 0 | 0.2075 | 0 | 0 | 13.5 | 0.0125 | 25.5 | within_range | 0 | 0 | SOLAR_AVAILABLE | FREE solar! (0.22 kWh)
2024-07-06T14:45:00 | 0 |  | 1 | 0.01 | 0.225 | 0 | 0 | 13.5 | 0.0125 | 26.3 | warning | 0.25 | 0.005 | SOLAR_AVAILABLE | FREE solar! (0.22 kWh)
2024-07-06T15:00:00 | 0 |  | 1 | 0 | 0.22 | 0 | 0 | 13.5 | 0.0125 | 25.3 | within_range | 0 | 0 | SOLAR_AVAILABLE | FREE solar! (0.22 kWh)
2024-07-06T15:15:00 | 0 |  | 1 | 0 | 0.145 | 0 | 0 | 13.5 | 0.0125 | 25.3 | within_range | 0 | 0 | SOLAR_AVAILABLE | FREE solar! (0.22 kWh)
2024-07-06T15:30:00 | 0 |  | 1 | 0 | 0.14 | 0 | 0 | 13.5 | 0.0125 | 25.3 | within_range | 0 | 0 | SOLAR_AVAILABLE | FREE solar! (0.22 kWh)
2024-07-06T15:45:00 | 0 |  | 1 | 0 | 0.15 | 0 | 0 | 13.5 | 0.0125 | 25.1 | within_range | 0 | 0 | SOLAR_AVAILABLE | FREE solar! (0.22 kWh)
2024-07-06T16:00:00 | 0 |  | 1 | 0.02 | 0.225 | 0 | 0 | 13.5 | 0.0125 | 25 | within_range | 0.5 | 0.01 | SOLAR_AVAILABLE | FREE solar! (0.22 kWh)
2024-07-06T16:15:00 | 0 |  | 1 | 0.0325 | 0.225 | 0 | 0 | 13.5 | 0.0125 | 24.9 | within_range | 0.81 | 0.0163 | SOLAR_AVAILABLE | FREE solar! (0.22 kWh)
2024-07-06T16:30:00 | 0 |  | 0 | 0 | 0.1725 | 0 | 0 | 13.5 | 0 | 25.7 | within_range | 0 | 0 | VACANT | Vacant - off
2024-07-06T16:45:00 | 0 |  | 0 | 0 | 0.1875 | 0 | 0 | 13.5 | 0 | 25.5 | within_range | 0 | 0 | VACANT | Vacant - off
2024-07-06T17:00:00 | 0 |  | 0 | 0 | 0.175 | 0 | 0 | 7.8 | 0 | 25.4 | within_range | 0 | 0 | VACANT | Vacant - off
2024-07-06T17:15:00 | 0 |  | 0 | 0 | 0.13 | 0 | 0 | 2.86 | 0 | 25.3 | within_range | 0 | 0 | VACANT | Vacant - off
2024-07-06T17:30:00 | 0 |  | 0 | 0.0025 | 0.225 | 0 | 0 | 2.7 | 0 | 25.3 | within_range | 0.11 | 0.0013 | VACANT | Vacant - off
2024-07-06T17:45:00 | 0 |  | 0 | 0 | 0.15 | 0 | 0 | 2.7 | 0 | 25.5 | within_range | 0 | 0 | VACANT | Vacant - off
2024-07-06T18:00:00 | 0 |  | 0 | 0.25 | 0 | 0 | 0 | 2.7 | 0 | 24.9 | within_range | 11.25 | 0.125 | VACANT | Vacant - off
2024-07-06T18:15:00 | 0 |  | 0 | 0.2025 | 0 | 0 | 0 | 2.7 | 0 | 24.9 | within_range | 9.11 | 0.1013 | VACANT | Vacant - off
2024-07-06T18:30:00 | 0 |  | 0 | 0.0743 | 0.1507 | 0 | 0 | 2.7 | 0 | 25.1 | within_range | 3.34 | 0.0372 | VACANT | Vacant - off
2024-07-06T18:45:00 | 0 |  | 0 | 0.1775 | 0 | 0 | 0 | 2.7 | 0 | 25 | within_range | 7.99 | 0.0887 | VACANT | Vacant - off
2024-07-06T19:00:00 | 0 |  | 0 | 0.158 | 0.0045 | 0 | 0 | 2.7 | 0 | 25 | within_range | 7.11 | 0.079 | VACANT | Vacant - off
2024-07-06T19:15:00 | 0 |  | 0 | 0.13 | 0 | 0 | 0 | 2.7 | 0 | 24.9 | within_range | 5.85 | 0.065 | VACANT | Vacant - off
2024-07-06T19:30:00 | 0 |  | 0 | 0.1008 | 0.0292 | 0 | 0 | 2.7 | 0 | 25 | within_range | 4.54 | 0.0504 | VACANT | Vacant - off
2024-07-06T19:45:00 | 0 |  | 0 | 0.2175 | 0 | 0 | 0 | 2.7 | 0 | 24.9 | within_range | 9.79 | 0.1087 | VACANT | Vacant - off
2024-07-06T20:00:00 | 0 |  | 0 | 0 | 0.1575 | 0 | 0 | 2.7 | 0 | 25.2 | within_range | 0 | 0 | VACANT | Vacant - off
2024-07-06T20:15:00 | 0 |  | 0 | 0.1925 | 0 | 0 | 0 | 2.7 | 0 | 25 | within_range | 8.66 | 0.0963 | VACANT | Vacant - off
2024-07-06T20:30:00 | 0 |  | 0 | 0.1358 | 0.0517 | 0 | 0 | 2.7 | 0 | 25 | within_range | 6.11 | 0.0679 | VACANT | Vacant - off
2024-07-06T20:45:00 | 0 |  | 0 | 0.19 | 0 | 0 | 0 | 2.7 | 0 | 24.5 | within_range | 8.55 | 0.095 | VACANT | Vacant - off
2024-07-06T21:00:00 | 0 |  | 0 | 0.0125 | 0.225 | 0 | 0 | 2.7 | 0 | 25.3 | within_range | 0.56 | 0.0063 | VACANT | Vacant - off
2024-07-06T21:15:00 | 0 |  | 0 | 0.0752 | 0.0697 | 0 | 0 | 2.7 | 0 | 25 | within_range | 3.38 | 0.0376 | VACANT | Vacant - off
2024-07-06T21:30:00 | 0 |  | 0 | 0.1868 | 0.0158 | 0 | 0 | 2.7 | 0 | 24.7 | within_range | 8.41 | 0.0934 | VACANT | Vacant - off
2024-07-06T21:45:00 | 0 |  | 0 | 0.1375 | 0 | 0 | 0 | 2.7 | 0 | 25 | within_range | 6.19 | 0.0688 | VACANT | Vacant - off
2024-07-06T22:00:00 | 0 |  | 0 | 0.1825 | 0 | 0 | 0 | 2.7 | 0 | 24 | within_range | 2.74 | 0.0912 | VACANT | Vacant - off
2024-07-06T22:15:00 | 0 |  | 0 | 0.0825 | 0.09 | 0 | 0 | 2.7 | 0 | 24 | within_range | 1.24 | 0.0413 | VACANT | Vacant - off
2024-07-06T22:30:00 | 0 |  | 0 | 0.23 | 0 | 0 | 0 | 2.7 | 0 | 24 | within_range | 3.45 | 0.115 | VACANT | Vacant - off
2024-07-06T22:45:00 | 0 |  | 0 | 0.0273 | 0.1327 | 0 | 0 | 2.7 | 0 | 24 | within_range | 0.41 | 0.0137 | VACANT | Vacant - off
2024-07-06T23:00:00 | 0 |  | 0 | 0.21 | 0 | 0 | 0 | 2.7 | 0 | 25.4 | within_range | 3.15 | 0.105 | VACANT | Vacant - off
2024-07-06T23:15:00 | 0 |  | 0 | 0.098 | 0.072 | 0 | 0 | 2.7 | 0 | 24 | within_range | 1.47 | 0.049 | VACANT | Vacant - off
2024-07-06T23:30:00 | 0 |  | 0 | 0.19 | 0 | 0 | 0 | 2.7 | 0 | 24 | within_range | 2.85 | 0.095 | VACANT | Vacant - off
2024-07-06T23:45:00 | 0 |  | 0 | 0 | 0.16 | 0.0425 | 0 | 2.89 | 0 | 24 | within_range | 0 | 0 | VACANT | Vacant - off
2024-07-07T00:00:00 | 0 |  | 0 | 0.2015 | 0.036 | 0 | 0 | 2.89 | 0 | 24 | within_range | 3.02 | 0.1008 | VACANT | Vacant - off
2024-07-07T00:15:00 | 0 |  | 0 | 0.0995 | 0.1305 | 0 | 0 | 2.89 | 0 | 24 | within_range | 1.49 | 0.0498 | VACANT | Vacant - off
2024-07-07T00:30:00 | 0 |  | 0 | 0.1723 | 0.0202 | 0 | 0 | 2.89 | 0 | 24.2 | within_range | 2.58 | 0.0862 | VACANT | Vacant - off
2024-07-07T00:45:00 | 0 |  | 0 | 0.1087 | 0.0788 | 0 | 0 | 2.89 | 0 | 24 | within_range | 1.63 | 0.0544 | VACANT | Vacant - off
2024-07-07T01:00:00 | 0 |  | 0 | 0.185 | 0 | 0 | 0 | 2.89 | 0 | 24.4 | within_range | 2.77 | 0.0925 | VACANT | Vacant - off
2024-07-07T01:15:00 | 0 |  | 0 | 0.2177 | 0.0247 | 0 | 0 | 2.89 | 0 | 26.1 | within_range | 3.27 | 0.1089 | VACANT | Vacant - off
2024-07-07T01:30:00 | 0 |  | 0 | 0.1588 | 0.0338 | 0 | 0 | 2.89 | 0 | 24 | within_range | 2.38 | 0.0794 | VACANT | Vacant - off
2024-07-07T01:45:00 | 0 |  | 0 | 0.225 | 0 | 0 | 0 | 2.89 | 0 | 24 | within_range | 3.38 | 0.1125 | VACANT | Vacant - off
2024-07-07T02:00:00 | 0 |  | 0 | 0.177 | 0.063 | 0 | 0 | 2.89 | 0 | 24 | within_range | 2.65 | 0.0885 | VACANT | Vacant - off
2024-07-07T02:15:00 | 0 |  | 0 | 0.135 | 0 | 0 | 0 | 2.89 | 0 | 24.3 | within_range | 2.03 | 0.0675 | VACANT | Vacant - off
2024-07-07T02:30:00 | 0 |  | 0 | 0.225 | 0 | 0 | 0 | 2.89 | 0 | 25.7 | within_range | 3.38 | 0.1125 | VACANT | Vacant - off
2024-07-07T02:45:00 | 0 |  | 0 | 0.24 | 0 | 0 | 0 | 2.89 | 0 | 24.3 | within_range | 3.6 | 0.12 | VACANT | Vacant - off
2024-07-07T03:00:00 | 0 |  | 0 | 0.0917 | 0.1283 | 0 | 0 | 2.89 | 0 | 24 | within_range | 1.38 | 0.0459 | VACANT | Vacant - off
2024-07-07T03:15:00 | 0 |  | 0 | 0.0808 | 0.1642 | 0 | 0 | 2.89 | 0 | 24.8 | within_range | 1.21 | 0.0404 | VACANT | Vacant - off
2024-07-07T03:30:00 | 0 |  | 0 | 0.1125 | 0.0225 | 0 | 0 | 2.89 | 0 | 27 | within_range | 1.69 | 0.0563 | VACANT | Vacant - off
2024-07-07T03:45:00 | 0 |  | 0 | 0.0533 | 0.0742 | 0 | 0 | 2.89 | 0 | 25.3 | within_range | 0.8 | 0.0267 | VACANT | Vacant - off
2024-07-07T04:00:00 | 0 |  | 0 | 0.1275 | 0 | 0 | 0 | 2.89 | 0 | 27 | within_range | 1.91 | 0.0638 | VACANT | Vacant - off
2024-07-07T04:15:00 | 0 |  | 0 | 0.133 | 0.0045 | 0 | 0 | 2.89 | 0 | 27 | within_range | 2 | 0.0665 | VACANT | Vacant - off
2024-07-07T04:30:00 | 0 |  | 0 | 0.0988 | 0.0562 | 0 | 0 | 2.89 | 0 | 27.1 | within_range | 1.48 | 0.0494 | VACANT | Vacant - off
2024-07-07T04:45:00 | 0 |  | 0 | 0.155 | 0.0225 | 0 | 0 | 2.89 | 0 | 27 | within_range | 2.33 | 0.0775 | VACANT | Vacant - off
2024-07-07T05:00:00 | 0 |  | 0 | 0.1303 | 0.0697 | 0 | 0 | 2.89 | 0 | 27 | within_range | 1.95 | 0.0651 | VACANT | Vacant - off
2024-07-07T05:15:00 | 0 |  | 0 | 0.1645 | 0.0405 | 0 | 0 | 2.89 | 0 | 25.2 | within_range | 2.47 | 0.0823 | VACANT | Vacant - off
2024-07-07T05:30:00 | 0 |  | 0 | 0.1375 | 0 | 0 | 0 | 2.89 | 0 | 27 | within_range | 2.06 | 0.0688 | VACANT | Vacant - off
2024-07-07T05:45:00 | 0 |  | 0 | 0.1688 | 0.0562 | 0 | 0 | 2.89 | 0 | 27 | within_range | 2.53 | 0.0844 | VACANT | Vacant - off
2024-07-07T06:00:00 | 0 |  | 0 | 0.0855 | 0.117 | 0 | 0 | 2.89 | 0 | 27.4 | within_range | 1.28 | 0.0428 | VACANT | Vacant - off
2024-07-07T06:15:00 | 0 |  | 0 | 0.1923 | 0.0202 | 0 | 0 | 2.89 | 0 | 27 | within_range | 2.88 | 0.0961 | VACANT | Vacant - off
2024-07-07T06:30:00 | 0 |  | 0 | 0.1825 | 0 | 0 | 0 | 2.89 | 0 | 26.9 | within_range | 2.74 | 0.0912 | VACANT | Vacant - off
2024-07-07T06:45:00 | 0 |  | 0 | 0.15 | 0 | 0 | 0 | 2.89 | 0 | 26.9 | within_range | 2.25 | 0.075 | VACANT | Vacant - off
2024-07-07T07:00:00 | 0 |  | 0 | 0 | 0.2 | 0.0237 | 0 | 2.97 | 0 | 25.3 | within_range | 0 | 0 | VACANT | Vacant - off
2024-07-07T07:15:00 | 0 |  | 0 | 0 | 0.14 | 0.0807 | 0 | 3.68 | 0 | 25.3 | within_range | 0 | 0 | VACANT | Vacant - off
2024-07-07T07:30:00 | 0 |  | 0 | 0 | 0.1825 | 0.0404 | 0 | 3.95 | 0 | 25.4 | within_range | 0 | 0 | VACANT | Vacant - off
2024-07-07T07:45:00 | 0 |  | 0 | 0 | 0.175 | 0.0475 | 0 | 4.29 | 0 | 25.4 | within_range | 0 | 0 | VACANT | Vacant - off
2024-07-07T08:00:00 | 0 |  | 0 | 0.02 | 0.225 | 0 | 0 | 4.29 | 0 | 26 | within_range | 0.5 | 0.01 | VACANT | Vacant - off
2024-07-07T08:15:00 | 0 |  | 0 | 0 | 0.1825 | 0.0404 | 0 | 4.56 | 0 | 25.7 | within_range | 0 | 0 | VACANT | Vacant - off
2024-07-07T08:30:00 | 0 |  | 1 | 0 | 0.225 | 0 | 0 | 4.57 | 0.0125 | 25 | within_range | 0 | 0 | SOLAR_AVAILABLE | FREE solar! (0.22 kWh)
2024-07-07T08:45:00 | 0 |  | 0 | 0 | 0.21 | 0.0142 | 0 | 4.6 | 0 | 25.7 | within_range | 0 | 0 | VACANT | Vacant - off
2024-07-07T09:00:00 | 0 |  | 1 | 0.035 | 0.225 | 0 | 0 | 4.6 | 0.0125 | 25.1 | within_range | 0.88 | 0.0175 | SOLAR_AVAILABLE | FREE solar! (0.22 kWh)
2024-07-07T09:15:00 | 0 |  | 1 | 0 | 0.165 | 0.057 | 0 | 5.18 | 0.0125 | 25.1 | within_range | 0 | 0 | SOLAR_AVAILABLE | FREE solar! (0.22 kWh)
2024-07-07T09:30:00 | 0 |  | 1 | 0 | 0.2075 | 0.0166 | 0 | 5.31 | 0.0125 | 25.1 | within_range | 0 | 0 | SOLAR_AVAILABLE | FREE solar! (0.22 kWh)
2024-07-07T09:45:00 | 0 |  | 1 | 0.0275 | 0.225 | 0 | 0 | 5.31 | 0.0125 | 25.4 | within_range | 0.69 | 0.0138 | SOLAR_AVAILABLE | FREE solar! (0.22 kWh)
2024-07-07T10:00:00 | 0 |  | 1 | 0.0125 | 0.225 | 0 | 0 | 5.31 | 0.0125 | 25.2 | within_range | 0.31 | 0.0063 | SOLAR_AVAILABLE | FREE solar! (0.22 kWh)
2024-07-07T10:15:00 | 0 |  | 1 | 0.035 | 0.225 | 0 | 0 | 5.31 | 0.0125 | 25.4 | within_range | 0.88 | 0.0175 | SOLAR_AVAILABLE | FREE solar! (0.22 kWh)
2024-07-07T10:30:00 | 0 |  | 1 | 0 | 0.1575 | 0.0641 | 0 | 5.97 | 0.0125 | 25.3 | within_range | 0 | 0 | SOLAR_AVAILABLE | FREE solar! (0.22 kWh)
2024-07-07T10:45:00 | 0 |  | 1 | 0 | 0.14 | 0.0807 | 0 | 6.81 | 0.0125 | 25.4 | within_range | 0 | 0 | SOLAR_AVAILABLE | FREE solar! (0.22 kWh)
2024-07-07T11:00:00 | 0 |  | 1 | 0 | 0.1525 | 0.0689 | 0 | 7.52 | 0.0125 | 25.7 | within_range | 0 | 0 | SOLAR_AVAILABLE | FREE solar! (0.22 kWh)
2024-07-07T11:15:00 | 0 |  | 1 | 0.03 | 0.225 | 0 | 0 | 7.52 | 0.0125 | 25.7 | within_range | 0.75 | 0.015 | SOLAR_AVAILABLE | FREE solar! (0.22 kWh)
2024-07-07T11:30:00 | 0 |  | 1 | 0 | 0.1425 | 0.0784 | 0 | 8.34 | 0.0125 | 25.8 | within_range | 0 | 0 | SOLAR_AVAILABLE | FREE solar! (0.22 kWh)
2024-07-07T11:45:00 | 0 |  | 1 | 0.0125 | 0.225 | 0 | 0 | 8.34 | 0.0125 | 27.2 | warning | 0.31 | 0.0063 | SOLAR_AVAILABLE | FREE solar! (0.22 kWh)
2024-07-07T12:00:00 | 1 | 20 | 0 | 0.2975 | 0.225 | 0 | 0 | 8.97 | 0.375 | 22 | within_range | 7.44 | 0.1487 | SOLAR_AVAILABLE | FREE solar! (0.22 kWh)
2024-07-07T12:15:00 | 0 |  | 1 | 0 | 0.1775 | 0.0451 | 0 | 9.42 | 0.0125 | 25.5 | within_range | 0 | 0 | SOLAR_AVAILABLE | FREE solar! (0.22 kWh)
2024-07-07T12:30:00 | 0 |  | 1 | 0 | 0.185 | 0.038 | 0 | 9.79 | 0.0125 | 25.6 | within_range | 0 | 0 | SOLAR_AVAILABLE | FREE solar! (0.22 kWh)
2024-07-07T12:45:00 | 0 |  | 1 | 0.035 | 0.225 | 0 | 0 | 9.79 | 0.0125 | 27.5 | warning | 0.88 | 0.0175 | SOLAR_AVAILABLE | FREE solar! (0.22 kWh)
2024-07-07T13:00:00 | 0 |  | 1 | 0 | 0.17 | 0.0522 | 0 | 10.31 | 0.0125 | 27.3 | warning | 0 | 0 | SOLAR_AVAILABLE | FREE solar! (0.22 kWh)
2024-07-07T13:15:00 | 0 |  | 1 | 0 | 0.2175 | 0.0071 | 0 | 10.37 | 0.0125 | 26 | within_range | 0 | 0 | SOLAR_AVAILABLE | FREE solar! (0.22 kWh)
2024-07-07T13:30:00 | 0 |  | 1 | 0.0075 | 0.225 | 0 | 0 | 10.37 | 0.0125 | 25.6 | within_range | 0.19 | 0.0037 | SOLAR_AVAILABLE | FREE solar! (0.22 kWh)
2024-07-07T13:45:00 | 0 |  | 1 | 0 | 0.1625 | 0.0594 | 0 | 10.98 | 0.0125 | 25.5 | within_range | 0 | 0 | SOLAR_AVAILABLE | FREE solar! (0.22 kWh)
2024-07-07T14:00:00 | 0 |  | 1 | 0.0075 | 0.225 | 0 | 0 | 10.98 | 0.0125 | 25.8 | within_range | 0.19 | 0.0037 | SOLAR_AVAILABLE | FREE solar! (0.22 kWh)
2024-07-07T14:15:00 | 0 |  | 1 | 0 | 0.1625 | 0.0594 | 0 | 11.59 | 0.0125 | 27.1 | warning | 0 | 0 | SOLAR_AVAILABLE | FREE solar! (0.22 kWh)
2024-07-07T14:30:00 | 0 |  | 1 | 0 | 0.22 | 0.0047 | 0 | 11.63 | 0.0125 | 25.5 | within_range | 0 | 0 | SOLAR_AVAILABLE | FREE solar! (0.22 kWh)
2024-07-07T14:45:00 | 0 |  | 1 | 0 | 0.1775 | 0.0451 | 0 | 12.08 | 0.0125 | 25.4 | within_range | 0 | 0 | SOLAR_AVAILABLE | FREE solar! (0.22 kWh)
2024-07-07T15:00:00 | 0 |  | 1 | 0 | 0.1975 | 0.0261 | 0 | 12.32 | 0.0125 | 25.3 | within_range | 0 | 0 | SOLAR_AVAILABLE | FREE solar! (0.22 kWh)
2024-07-07T15:15:00 | 0 |  | 1 | 0.02 | 0.225 | 0 | 0 | 12.32 | 0.0125 | 25.2 | within_range | 0.5 | 0.01 | SOLAR_AVAILABLE | FREE solar! (0.22 kWh)
2024-07-07T15:30:00 | 0 |  | 1 | 0 | 0.215 | 0.0095 | 0 | 12.39 | 0.0125 | 25.1 | within_range | 0 | 0 | SOLAR_AVAILABLE | FREE solar! (0.22 kWh)
2024-07-07T15:45:00 | 0 |  | 1 | 0 | 0.1925 | 0.0309 | 0 | 12.68 | 0.0125 | 25.2 | within_range | 0 | 0 | SOLAR_AVAILABLE | FREE solar! (0.22 kWh)
2024-07-07T16:00:00 | 0 |  | 0 | 0 | 0.21 | 0.0142 | 0 | 12.71 | 0 | 25.7 | within_range | 0 | 0 | VACANT | Vacant - off
2024-07-07T16:15:00 | 0 |  | 1 | 0 | 0.2 | 0.0237 | 0 | 12.92 | 0.0125 | 24.9 | within_range | 0 | 0 | SOLAR_AVAILABLE | FREE solar! (0.22 kWh)
2024-07-07T16:30:00 | 0 |  | 0 | 0 | 0.1825 | 0.0404 | 0 | 13.18 | 0 | 26 | within_range | 0 | 0 | VACANT | Vacant - off
2024-07-07T16:45:00 | 0 |  | 0 | 0 | 0.19 | 0.0332 | 0 | 13.37 | 0 | 25.8 | within_range | 0 | 0 | VACANT | Vacant - off
2024-07-07T17:00:00 | 0 |  | 0 | 0 | 0.225 | 0 | 0.0237 | 6 | 0 | 25.2 | within_range | 0 | 0 | VACANT | Vacant - off
2024-07-07T17:15:00 | 0 |  | 0 | 0 | 0.1575 | 0 | 0 | 2.69 | 0 | 25.4 | within_range | 0 | 0 | VACANT | Vacant - off
2024-07-07T17:30:00 | 0 |  | 0 | 0 | 0.1525 | 0 | 0 | 2.69 | 0 | 25.4 | within_range | 0 | 0 | VACANT | Vacant - off
2024-07-07T17:45:00 | 0 |  | 0 | 0.01 | 0.225 | 0 | 0 | 2.69 | 0 | 25.6 | within_range | 0.45 | 0.005 | VACANT | Vacant - off
2024-07-07T18:00:00 | 0 |  | 0 | 0.2225 | 0 | 0 | 0 | 2.69 | 0 | 24.9 | within_range | 10.01 | 0.1113 | VACANT | Vacant - off
2024-07-07T18:15:00 | 0 |  | 0 | 0.0203 | 0.2047 | 0 | 0 | 2.69 | 0 | 25.1 | within_range | 0.91 | 0.0101 | VACANT | Vacant - off
2024-07-07T18:30:00 | 0 |  | 0 | 0.0777 | 0.0697 | 0 | 0 | 2.69 | 0 | 25 | within_range | 3.5 | 0.0389 | VACANT | Vacant - off
2024-07-07T18:45:00 | 0 |  | 0 | 0.1275 | 0 | 0 | 0 | 2.69 | 0 | 24.9 | within_range | 5.74 | 0.0638 | VACANT | Vacant - off
2024-07-07T19:00:00 | 0 |  | 0 | 0.1925 | 0 | 0 | 0 | 2.69 | 0 | 25 | within_range | 8.66 | 0.0963 | VACANT | Vacant - off
2024-07-07T19:15:00 | 0 |  | 0 | 0.0945 | 0.0405 | 0 | 0 | 2.69 | 0 | 25 | within_range | 4.25 | 0.0473 | VACANT | Vacant - off
2024-07-07T19:30:00 | 0 |  | 0 | 0.1475 | 0 | 0 | 0 | 2.69 | 0 | 25 | within_range | 6.64 | 0.0737 | VACANT | Vacant - off
2024-07-07T19:45:00 | 0 |  | 0 | 0.0658 | 0.0967 | 0 | 0 | 2.69 | 0 | 25 | within_range | 2.96 | 0.0329 | VACANT | Vacant - off
2024-07-07T20:00:00 | 0 |  | 0 | 0.13 | 0 | 0 | 0 | 2.69 | 0 | 25 | within_range | 5.85 | 0.065 | VACANT | Vacant - off
2024-07-07T20:15:00 | 0 |  | 0 | 0.1142 | 0.0607 | 0 | 0 | 2.69 | 0 | 25 | within_range | 5.14 | 0.0571 | VACANT | Vacant - off
2024-07-07T20:30:00 | 0 |  | 0 | 0.1953 | 0.0022 | 0 | 0 | 2.69 | 0 | 25 | within_range | 8.79 | 0.0977 | VACANT | Vacant - off
2024-07-07T20:45:00 | 0 |  | 0 | 0.2325 | 0 | 0 | 0 | 2.69 | 0 | 25 | within_range | 10.46 | 0.1163 | VACANT | Vacant - off
2024-07-07T21:00:00 | 0 |  | 0 | 0.0585 | 0.144 | 0 | 0 | 2.69 | 0 | 25.1 | within_range | 2.63 | 0.0293 | VACANT | Vacant - off
2024-07-07T21:15:00 | 0 |  | 0 | 0.1442 | 0.0833 | 0 | 0 | 2.69 | 0 | 25.1 | within_range | 6.49 | 0.0721 | VACANT | Vacant - off
2024-07-07T21:30:00 | 0 |  | 0 | 0.1875 | 0 | 0 | 0 | 2.69 | 0 | 24 | within_range | 8.44 | 0.0938 | VACANT | Vacant - off
2024-07-07T21:45:00 | 0 |  | 0 | 0.064 | 0.081 | 0 | 0 | 2.69 | 0 | 24 | within_range | 2.88 | 0.032 | VACANT | Vacant - off
2024-07-07T22:00:00 | 0 |  | 0 | 0.205 | 0 | 0 | 0 | 2.69 | 0 | 25 | within_range | 3.07 | 0.1025 | VACANT | Vacant - off
2024-07-07T22:15:00 | 0 |  | 0 | 0.0172 | 0.1552 | 0 | 0 | 2.69 | 0 | 24.8 | within_range | 0.26 | 0.0086 | VACANT | Vacant - off
2024-07-07T22:30:00 | 0 |  | 0 | 0.1263 | 0.0562 | 0 | 0 | 2.69 | 0 | 24 | within_range | 1.89 | 0.0631 | VACANT | Vacant - off
2024-07-07T22:45:00 | 0 |  | 0 | 0.145 | 0 | 0 | 0 | 2.69 | 0 | 24.9 | within_range | 2.17 | 0.0725 | VACANT | Vacant - off
2024-07-07T23:00:00 | 0 |  | 0 | 0.1405 | 0.0495 | 0 | 0 | 2.69 | 0 | 24 | within_range | 2.11 | 0.0703 | VACANT | Vacant - off
2024-07-07T23:15:00 | 0 |  | 0 | 0.14 | 0.0675 | 0 | 0 | 2.69 | 0 | 24 | within_range | 2.1 | 0.07 | VACANT | Vacant - off
2024-07-07T23:30:00 | 0 |  | 0 | 0.1595 | 0.0405 | 0 | 0 | 2.69 | 0 | 26 | within_range | 2.39 | 0.0798 | VACANT | Vacant - off
2024-07-07T23:45:00 | 0 |  | 0 | 0.165 | 0 | 0 | 0 | 2.69 | 0 | 26.5 | within_range | 2.48 | 0.0825 | VACANT | Vacant - off
2024-07-08T00:00:00 | 0 |  | 0 | 0 | 0.165 | 0.0057 | 0 | 2.7 | 0 | 24 | within_range | 0 | 0 | VACANT | Vacant - off
2024-07-08T00:15:00 | 0 |  | 0 | 0.245 | 0 | 0 | 0 | 2.7 | 0 | 24.3 | within_range | 3.67 | 0.1225 | VACANT | Vacant - off
2024-07-08T00:30:00 | 0 |  | 0 | 0.133 | 0.0045 | 0 | 0 | 2.7 | 0 | 24 | within_range | 2 | 0.0665 | VACANT | Vacant - off
2024-07-08T00:45:00 | 0 |  | 0 | 0.0985 | 0.0315 | 0 | 0 | 2.7 | 0 | 24 | within_range | 1.48 | 0.0493 | VACANT | Vacant - off
2024-07-08T01:00:00 | 0 |  | 0 | 0.225 | 0 | 0 | 0 | 2.7 | 0 | 24 | within_range | 3.38 | 0.1125 | VACANT | Vacant - off
2024-07-08T01:15:00 | 0 |  | 0 | 0.054 | 0.126 | 0 | 0 | 2.7 | 0 | 25.5 | within_range | 0.81 | 0.027 | VACANT | Vacant - off
2024-07-08T01:30:00 | 0 |  | 0 | 0.1718 | 0.0607 | 0 | 0 | 2.7 | 0 | 24 | within_range | 2.58 | 0.0859 | VACANT | Vacant - off
2024-07-08T01:45:00 | 0 |  | 0 | 0.093 | 0.0495 | 0 | 0 | 2.7 | 0 | 24 | within_range | 1.4 | 0.0465 | VACANT | Vacant - off
2024-07-08T02:00:00 | 0 |  | 0 | 0.1825 | 0 | 0 | 0 | 2.7 | 0 | 24 | within_range | 2.74 | 0.0912 | VACANT | Vacant - off
2024-07-08T02:15:00 | 0 |  | 0 | 0.235 | 0 | 0 | 0 | 2.7 | 0 | 27 | within_range | 3.52 | 0.1175 | VACANT | Vacant - off
2024-07-08T02:30:00 | 0 |  | 0 | 0.2125 | 0 | 0 | 0 | 2.7 | 0 | 24 | within_range | 3.19 | 0.1062 | VACANT | Vacant - off
2024-07-08T02:45:00 | 0 |  | 0 | 0.14 | 0 | 0 | 0 | 2.7 | 0 | 27 | within_range | 2.1 | 0.07 | VACANT | Vacant - off
2024-07-08T03:00:00 | 0 |  | 0 | 0.0745 | 0.1755 | 0 | 0 | 2.7 | 0 | 24 | within_range | 1.12 | 0.0372 | VACANT | Vacant - off
2024-07-08T03:15:00 | 0 |  | 0 | 0.1427 | 0.0923 | 0 | 0 | 2.7 | 0 | 24 | within_range | 2.14 | 0.0713 | VACANT | Vacant - off
2024-07-08T03:30:00 | 0 |  | 0 | 0.2 | 0 | 0 | 0 | 2.7 | 0 | 24 | within_range | 3 | 0.1 | VACANT | Vacant - off
2024-07-08T03:45:00 | 0 |  | 0 | 0.1475 | 0 | 0 | 0 | 2.7 | 0 | 24 | within_range | 2.21 | 0.0737 | VACANT | Vacant - off
2024-07-08T04:00:00 | 0 |  | 0 | 0.23 | 0 | 0 | 0 | 2.7 | 0 | 25.5 | within_range | 3.45 | 0.115 | VACANT | Vacant - off
2024-07-08T04:15:00 | 0 |  | 0 | 0.0823 | 0.0878 | 0 | 0 | 2.7 | 0 | 27.3 | within_range | 1.23 | 0.0411 | VACANT | Vacant - off
2024-07-08T04:30:00 | 0 |  | 0 | 0.1667 | 0.0382 | 0 | 0 | 2.7 | 0 | 25.4 | within_range | 2.5 | 0.0833 | VACANT | Vacant - off
2024-07-08T04:45:00 | 0 |  | 0 | 0.1275 | 0.09 | 0 | 0 | 2.7 | 0 | 27.3 | within_range | 1.91 | 0.0638 | VACANT | Vacant - off
2024-07-08T05:00:00 | 0 |  | 0 | 0.1792 | 0.0382 | 0 | 0 | 2.7 | 0 | 26.9 | within_range | 2.69 | 0.0896 | VACANT | Vacant - off
2024-07-08T05:15:00 | 0 |  | 0 | 0.2142 | 0.0158 | 0 | 0 | 2.7 | 0 | 27 | within_range | 3.21 | 0.1071 | VACANT | Vacant - off
2024-07-08T05:30:00 | 0 |  | 0 | 0.0338 | 0.1913 | 0 | 0 | 2.7 | 0 | 28.4 | within_range | 0.51 | 0.0169 | VACANT | Vacant - off
2024-07-08T05:45:00 | 0 |  | 0 | 0.1675 | 0 | 0 | 0 | 2.7 | 0 | 27 | within_range | 2.51 | 0.0838 | VACANT | Vacant - off
2024-07-08T06:00:00 | 0 |  | 0 | 0.2225 | 0 | 0 | 0 | 2.7 | 0 | 27 | within_range | 3.34 | 0.1113 | VACANT | Vacant - off
2024-07-08T06:15:00 | 0 |  | 0 | 0.1375 | 0 | 0 | 0 | 2.7 | 0 | 26.9 | within_range | 2.06 | 0.0688 | VACANT | Vacant - off
2024-07-08T06:30:00 | 0 |  | 0 | 0.135 | 0 | 0 | 0 | 2.7 | 0 | 27 | within_range | 2.03 | 0.0675 | VACANT | Vacant - off
2024-07-08T06:45:00 | 0 |  | 0 | 0 | 0.1675 | 0.014 | 0 | 2.72 | 0 | 28.4 | within_range | 0 | 0 | VACANT | Vacant - off
2024-07-08T07:00:00 | 0 |  | 0 | 0 | 0.1425 | 0.0784 | 0 | 3.4 | 0 | 25.6 | within_range | 0 | 0 | VACANT | Vacant - off
2024-07-08T07:15:00 | 0 |  | 0 | 0 | 0.2175 | 0.0071 | 0 | 3.41 | 0 | 25.4 | within_range | 0 | 0 | VACANT | Vacant - off
2024-07-08T07:30:00 | 0 |  | 0 | 0 | 0.1925 | 0.0309 | 0 | 3.57 | 0 | 25.4 | within_range | 0 | 0 | VACANT | Vacant - off
2024-07-08T07:45:00 | 0 |  | 0 | 0 | 0.1575 | 0.0641 | 0 | 4.1 | 0 | 25.3 | within_range | 0 | 0 | VACANT | Vacant - off
2024-07-08T08:00:00 | 0 |  | 0 | 0 | 0.1925 | 0.0309 | 0 | 4.26 | 0 | 26.1 | warning | 0 | 0 | VACANT | Vacant - off
2024-07-08T08:15:00 | 0 |  | 0 | 0 | 0.1775 | 0.0451 | 0 | 4.58 | 0 | 25.7 | within_range | 0 | 0 | VACANT | Vacant - off
2024-07-08T08:30:00 | 0 |  | 1 | 0 | 0.145 | 0.076 | 0 | 5.37 | 0.0125 | 25 | within_range | 0 | 0 | SOLAR_AVAILABLE | FREE solar! (0.22 kWh)
2024-07-08T08:45:00 | 0 |  | 1 | 0.0075 | 0.225 | 0 | 0 | 5.37 | 0.0125 | 24.9 | within_range | 0.19 | 0.0037 | SOLAR_AVAILABLE | FREE solar! (0.22 kWh)
2024-07-08T09:00:00 | 0 |  | 1 | 0 | 0.215 | 0.0095 | 0 | 5.44 | 0.0125 | 25 | within_range | 0 | 0 | SOLAR_AVAILABLE | FREE solar! (0.22 kWh)
2024-07-08T09:15:00 | 0 |  | 1 | 0 | 0.1675 | 0.0546 | 0 | 5.99 | 0.0125 | 25.2 | within_range | 0 | 0 | SOLAR_AVAILABLE | FREE solar! (0.22 kWh)
2024-07-08T09:30:00 | 0 |  | 1 | 0 | 0.2075 | 0.0166 | 0 | 6.13 | 0.0125 | 25.1 | within_range | 0 | 0 | SOLAR_AVAILABLE | FREE solar! (0.22 kWh)
2024-07-08T09:45:00 | 0 |  | 1 | 0.02 | 0.225 | 0 | 0 | 6.13 | 0.0125 | 25.2 | within_range | 0.5 | 0.01 | SOLAR_AVAILABLE | FREE solar! (0.22 kWh)
2024-07-08T10:00:00 | 0 |  | 1 | 0 | 0.1425 | 0.0784 | 0 | 6.94 | 0.0125 | 25.5 | within_range | 0 | 0 | SOLAR_AVAILABLE | FREE solar! (0.22 kWh)
2024-07-08T10:15:00 | 1 | 20 | 0 | 0.2975 | 0.225 | 0 | 0 | 7.58 | 0.375 | 22 | within_range | 7.44 | 0.1487 | SOLAR_AVAILABLE | FREE solar! (0.22 kWh)
2024-07-08T10:30:00 | 0 |  | 1 | 0.02 | 0.225 | 0 | 0 | 7.58 | 0.0125 | 25.6 | within_range | 0.5 | 0.01 | SOLAR_AVAILABLE | FREE solar! (0.22 kWh)
2024-07-08T10:45:00 | 0 |  | 1 | 0.0225 | 0.225 | 0 | 0 | 7.58 | 0.0125 | 25.3 | within_range | 0.56 | 0.0112 | SOLAR_AVAILABLE | FREE solar! (0.22 kWh)
2024-07-08T11:00:00 | 0 |  | 1 | 0 | 0.15 | 0.0712 | 0 | 8.31 | 0.0125 | 25.7 | within_range | 0 | 0 | SOLAR_AVAILABLE | FREE solar! (0.22 kWh)
2024-07-08T11:15:00 | 0 |  | 1 | 0.01 | 0.225 | 0 | 0 | 8.32 | 0.0125 | 25.7 | within_range | 0.25 | 0.005 | SOLAR_AVAILABLE | FREE solar! (0.22 kWh)
2024-07-08T11:30:00 | 0 |  | 1 | 0 | 0.2 | 0.0237 | 0 | 8.53 | 0.0125 | 25.4 | within_range | 0 | 0 | SOLAR_AVAILABLE | FREE solar! (0.22 kWh)
2024-07-08T11:45:00 | 0 |  | 1 | 0 | 0.215 | 0.0095 | 0 | 8.6 | 0.0125 | 25.6 | within_range | 0 | 0 | SOLAR_AVAILABLE | FREE solar! (0.22 kWh)
2024-07-08T12:00:00 | 0 |  | 1 | 0 | 0.1575 | 0.0641 | 0 | 9.26 | 0.0125 | 25.8 | within_range | 0 | 0 | SOLAR_AVAILABLE | FREE solar! (0.22 kWh)
2024-07-08T12:15:00 | 0 |  | 1 | 0 | 0.1825 | 0.0404 | 0 | 9.65 | 0.0125 | 26.2 | warning | 0 | 0 | SOLAR_AVAILABLE | FREE solar! (0.22 kWh)
2024-07-08T12:30:00 | 0 |  | 1 | 0 | 0.1925 | 0.0309 | 0 | 9.94 | 0.0125 | 25.6 | within_range | 0 | 0 | SOLAR_AVAILABLE | FREE solar! (0.22 kWh)
2024-07-08T12:45:00 | 1 | 20 | 0 | 0.3825 | 0.225 | 0 | 0 | 9.94 | 0.375 | 22 | within_range | 9.56 | 0.1913 | SOLAR_AVAILABLE | FREE solar! (0.22 kWh)
2024-07-08T13:00:00 | 0 |  | 1 | 0 | 0.215 | 0.0095 | 0 | 10.01 | 0.0125 | 27.1 | warning | 0 | 0 | SOLAR_AVAILABLE | FREE solar! (0.22 kWh)
2024-07-08T13:15:00 | 0 |  | 1 | 0 | 0.2075 | 0.0166 | 0 | 10.15 | 0.0125 | 25.8 | within_range | 0 | 0 | SOLAR_AVAILABLE | FREE solar! (0.22 kWh)
2024-07-08T13:30:00 | 0 |  | 1 | 0.03 | 0.225 | 0 | 0 | 10.15 | 0.0125 | 25.6 | within_range | 0.75 | 0.015 | SOLAR_AVAILABLE | FREE solar! (0.22 kWh)
2024-07-08T13:45:00 | 0 |  | 1 | 0 | 0.1625 | 0.0594 | 0 | 10.75 | 0.0125 | 27.2 | warning | 0 | 0 | SOLAR_AVAILABLE | FREE solar! (0.22 kWh)
2024-07-08T14:00:00 | 0 |  | 1 | 0 | 0.2125 | 0.0119 | 0 | 10.84 | 0.0125 | 25.4 | within_range | 0 | 0 | SOLAR_AVAILABLE | FREE solar! (0.22 kWh)
2024-07-08T14:15:00 | 0 |  | 1 | 0 | 0.2075 | 0.0166 | 0 | 10.97 | 0.0125 | 25.5 | within_range | 0 | 0 | SOLAR_AVAILABLE | FREE solar! (0.22 kWh)
2024-07-08T14:30:00 | 0 |  | 1 | 0 | 0.21 | 0.0142 | 0 | 11.08 | 0.0125 | 25.6 | within_range | 0 | 0 | SOLAR_AVAILABLE | FREE solar! (0.22 kWh)
2024-07-08T14:45:00 | 0 |  | 1 | 0 | 0.1975 | 0.0261 | 0 | 11.32 | 0.0125 | 25.7 | within_range | 0 | 0 | SOLAR_AVAILABLE | FREE solar! (0.22 kWh)
2024-07-08T15:00:00 | 0 |  | 1 | 0.0025 | 0.225 | 0 | 0 | 11.33 | 0.0125 | 25.2 | within_range | 0.06 | 0.0013 | SOLAR_AVAILABLE | FREE solar! (0.22 kWh)
2024-07-08T15:15:00 | 0 |  | 1 | 0 | 0.1425 | 0.0784 | 0 | 12.15 | 0.0125 | 25.4 | within_range | 0 | 0 | SOLAR_AVAILABLE | FREE solar! (0.22 kWh)
2024-07-08T15:30:00 | 0 |  | 1 | 0.025 | 0.225 | 0 | 0 | 12.15 | 0.0125 | 25.3 | within_range | 0.62 | 0.0125 | SOLAR_AVAILABLE | FREE solar! (0.22 kWh)
2024-07-08T15:45:00 | 0 |  | 1 | 0.005 | 0.225 | 0 | 0 | 12.15 | 0.0125 | 25.1 | within_range | 0.12 | 0.0025 | SOLAR_AVAILABLE | FREE solar! (0.22 kWh)
2024-07-08T16:00:00 | 0 |  | 1 | 0 | 0.155 | 0.0665 | 0 | 12.84 | 0.0125 | 25 | within_range | 0 | 0 | SOLAR_AVAILABLE | FREE solar! (0.22 kWh)
2024-07-08T16:15:00 | 0 |  | 0 | 0 | 0.22 | 0.0047 | 0 | 12.84 | 0 | 25.9 | within_range | 0 | 0 | VACANT | Vacant - off
2024-07-08T16:30:00 | 0 |  | 0 | 0 | 0.18 | 0.0427 | 0 | 13.13 | 0 | 25.8 | within_range | 0 | 0 | VACANT | Vacant - off
2024-07-08T16:45:00 | 0 |  | 1 | 0 | 0.2 | 0.0237 | 0 | 13.35 | 0.0125 | 24.9 | within_range | 0 | 0 | SOLAR_AVAILABLE | FREE solar! (0.22 kWh)
2024-07-08T17:00:00 | 0 |  | 0 | 0 | 0.2075 | 0 | 0 | 7.06 | 0 | 25.3 | within_range | 0 | 0 | VACANT | Vacant - off
2024-07-08T17:15:00 | 0 |  | 0 | 0.015 | 0.225 | 0 | 0 | 2.69 | 0 | 25.2 | within_range | 0.67 | 0.0075 | VACANT | Vacant - off
2024-07-08T17:30:00 | 0 |  | 0 | 0 | 0.145 | 0 | 0 | 2.69 | 0 | 25.5 | within_range | 0 | 0 | VACANT | Vacant - off
2024-07-08T17:45:00 | 0 |  | 0 | 0 | 0.215 | 0 | 0 | 2.69 | 0 | 25.3 | within_range | 0 | 0 | VACANT | Vacant - off
2024-07-08T18:00:00 | 0 |  | 0 | 0.18 | 0 | 0 | 0 | 2.69 | 0 | 25 | within_range | 8.1 | 0.09 | VACANT | Vacant - off
2024-07-08T18:15:00 | 0 |  | 0 | 0.1525 | 0 | 0 | 0 | 2.69 | 0 | 24.9 | within_range | 6.86 | 0.0762 | VACANT | Vacant - off
2024-07-08T18:30:00 | 0 |  | 0 | 0.185 | 0 | 0 | 0 | 2.69 | 0 | 24.9 | within_range | 8.32 | 0.0925 | VACANT | Vacant - off
2024-07-08T18:45:00 | 0 |  | 0 | 0.2125 | 0 | 0 | 0 | 2.69 | 0 | 24.9 | within_range | 9.56 | 0.1062 | VACANT | Vacant - off
2024-07-08T19:00:00 | 0 |  | 0 | 0.1095 | 0.108 | 0 | 0 | 2.69 | 0 | 25.1 | within_range | 4.93 | 0.0548 | VACANT | Vacant - off
2024-07-08T19:15:00 | 0 |  | 0 | 0.135 | 0 | 0 | 0 | 2.69 | 0 | 24.9 | within_range | 6.08 | 0.0675 | VACANT | Vacant - off
2024-07-08T19:30:00 | 0 |  | 0 | 0.1325 | 0 | 0 | 0 | 2.69 | 0 | 25 | within_range | 5.96 | 0.0663 | VACANT | Vacant - off
2024-07-08T19:45:00 | 0 |  | 0 | 0.1275 | 0 | 0 | 0 | 2.69 | 0 | 24.9 | within_range | 5.74 | 0.0638 | VACANT | Vacant - off
2024-07-08T20:00:00 | 0 |  | 0 | 0.22 | 0 | 0 | 0 | 2.69 | 0 | 24.9 | within_range | 9.9 | 0.11 | VACANT | Vacant - off
2024-07-08T20:15:00 | 0 |  | 0 | 0.1405 | 0.0945 | 0 | 0 | 2.69 | 0 | 25.1 | within_range | 6.32 | 0.0703 | VACANT | Vacant - off
2024-07-08T20:30:00 | 0 |  | 0 | 0.192 | 0.018 | 0 | 0 | 2.69 | 0 | 24 | within_range | 8.64 | 0.096 | VACANT | Vacant - off
2024-07-08T20:45:00 | 0 |  | 0 | 0.215 | 0 | 0 | 0 | 2.69 | 0 | 25 | within_range | 9.68 | 0.1075 | VACANT | Vacant - off
2024-07-08T21:00:00 | 0 |  | 0 | 0.1475 | 0 | 0 | 0 | 2.69 | 0 | 25 | within_range | 6.64 | 0.0737 | VACANT | Vacant - off
2024-07-08T21:15:00 | 0 |  | 0 | 0.1275 | 0 | 0 | 0 | 2.69 | 0 | 25 | within_range | 5.74 | 0.0638 | VACANT | Vacant - off
2024-07-08T21:30:00 | 0 |  | 0 | 0.1525 | 0 | 0 | 0 | 2.69 | 0 | 25 | within_range | 6.86 | 0.0762 | VACANT | Vacant - off
2024-07-08T21:45:00 | 0 |  | 0 | 0.245 | 0 | 0 | 0 | 2.69 | 0 | 25 | within_range | 11.03 | 0.1225 | VACANT | Vacant - off
2024-07-08T22:00:00 | 0 |  | 0 | 0.057 | 0.108 | 0 | 0 | 2.69 | 0 | 24 | within_range | 0.85 | 0.0285 | VACANT | Vacant - off
2024-07-08T22:15:00 | 0 |  | 0 | 0.1725 | 0 | 0 | 0 | 2.69 | 0 | 24 | within_range | 2.59 | 0.0862 | VACANT | Vacant - off
2024-07-08T22:30:00 | 0 |  | 0 | 0.0845 | 0.0855 | 0 | 0 | 2.69 | 0 | 24.4 | within_range | 1.27 | 0.0423 | VACANT | Vacant - off
2024-07-08T22:45:00 | 0 |  | 0 | 0.125 | 0 | 0 | 0 | 2.69 | 0 | 25 | within_range | 1.88 | 0.0625 | VACANT | Vacant - off
2024-07-08T23:00:00 | 0 |  | 0 | 0.003 | 0.1845 | 0 | 0 | 2.69 | 0 | 24 | within_range | 0.04 | 0.0015 | VACANT | Vacant - off
2024-07-08T23:15:00 | 0 |  | 0 | 0.1267 | 0.0833 | 0 | 0 | 2.69 | 0 | 24 | within_range | 1.9 | 0.0634 | VACANT | Vacant - off
2024-07-08T23:30:00 | 0 |  | 0 | 0.0835 | 0.0765 | 0 | 0 | 2.69 | 0 | 24 | within_range | 1.25 | 0.0418 | VACANT | Vacant - off
2024-07-08T23:45:00 | 0 |  | 0 | 0.2225 | 0 | 0 | 0 | 2.69 | 0 | 24 | within_range | 3.34 | 0.1113 | VACANT | Vacant - off
2024-07-09T00:00:00 | 0 |  | 0 | 0.1925 | 0 | 0 | 0 | 2.69 | 0 | 24 | within_range | 2.89 | 0.0963 | VACANT | Vacant - off
2024-07-09T00:15:00 | 0 |  | 0 | 0.19 | 0 | 0 | 0 | 2.69 | 0 | 24 | within_range | 2.85 | 0.095 | VACANT | Vacant - off
2024-07-09T00:30:00 | 0 |  | 0 | 0.093 | 0.1395 | 0 | 0 | 2.69 | 0 | 27.1 | within_range | 1.4 | 0.0465 | VACANT | Vacant - off
2024-07-09T00:45:00 | 0 |  | 0 | 0 | 0.155 | 0.0408 | 0 | 2.87 | 0 | 27.8 | within_range | 0 | 0 | VACANT | Vacant - off
2024-07-09T01:00:00 | 0 |  | 0 | 0.1982 | 0.0067 | 0 | 0 | 2.87 | 0 | 24 | within_range | 2.97 | 0.0991 | VACANT | Vacant - off
2024-07-09T01:15:00 | 0 |  | 0 | 0.18 | 0 | 0 | 0 | 2.87 | 0 | 24 | within_range | 2.7 | 0.09 | VACANT | Vacant - off
2024-07-09T01:30:00 | 0 |  | 0 | 0.1085 | 0.0315 | 0 | 0 | 2.87 | 0 | 25.8 | within_range | 1.63 | 0.0542 | VACANT | Vacant - off
2024-07-09T01:45:00 | 0 |  | 0 | 0.23 | 0 | 0 | 0 | 2.87 | 0 | 24 | within_range | 3.45 | 0.115 | VACANT | Vacant - off
2024-07-09T02:00:00 | 0 |  | 0 | 0.2425 | 0 | 0 | 0 | 2.87 | 0 | 24 | within_range | 3.64 | 0.1212 | VACANT | Vacant - off
2024-07-09T02:15:00 | 0 |  | 0 | 0.0475 | 0.1125 | 0 | 0 | 2.87 | 0 | 24 | within_range | 0.71 | 0.0238 | VACANT | Vacant - off
2024-07-09T02:30:00 | 0 |  | 0 | 0.2475 | 0 | 0 | 0 | 2.87 | 0 | 26.9 | within_range | 3.71 | 0.1237 | VACANT | Vacant - off
2024-07-09T02:45:00 | 0 |  | 0 | 0.1475 | 0 | 0 | 0 | 2.87 | 0 | 24.4 | within_range | 2.21 | 0.0737 | VACANT | Vacant - off
2024-07-09T03:00:00 | 0 |  | 0 | 0.135 | 0 | 0 | 0 | 2.87 | 0 | 27 | within_range | 2.03 | 0.0675 | VACANT | Vacant - off
2024-07-09T03:15:00 | 0 |  | 0 | 0.085 | 0.09 | 0 | 0 | 2.87 | 0 | 24.2 | within_range | 1.28 | 0.0425 | VACANT | Vacant - off
2024-07-09T03:30:00 | 0 |  | 0 | 0.0118 | 0.1732 | 0 | 0 | 2.87 | 0 | 24 | within_range | 0.18 | 0.0059 | VACANT | Vacant - off
2024-07-09T03:45:00 | 0 |  | 0 | 0.1972 | 0.0427 | 0 | 0 | 2.87 | 0 | 25.5 | within_range | 2.96 | 0.0986 | VACANT | Vacant - off
2024-07-09T04:00:00 | 0 |  | 0 | 0.2325 | 0 | 0 | 0 | 2.87 | 0 | 24.2 | within_range | 3.49 | 0.1163 | VACANT | Vacant - off
2024-07-09T04:15:00 | 0 |  | 0 | 0.1825 | 0 | 0 | 0 | 2.87 | 0 | 27 | within_range | 2.74 | 0.0912 | VACANT | Vacant - off
2024-07-09T04:30:00 | 0 |  | 0 | 0.175 | 0 | 0 | 0 | 2.87 | 0 | 24 | within_range | 2.62 | 0.0875 | VACANT | Vacant - off
2024-07-09T04:45:00 | 0 |  | 0 | 0.2 | 0 | 0 | 0 | 2.87 | 0 | 26.6 | within_range | 3 | 0.1 | VACANT | Vacant - off
2024-07-09T05:00:00 | 0 |  | 0 | 0.18 | 0 | 0 | 0 | 2.87 | 0 | 26.9 | within_range | 2.7 | 0.09 | VACANT | Vacant - off
2024-07-09T05:15:00 | 0 |  | 0 | 0.1485 | 0.0315 | 0 | 0 | 2.87 | 0 | 27 | within_range | 2.23 | 0.0742 | VACANT | Vacant - off
2024-07-09T05:30:00 | 0 |  | 0 | 0.22 | 0 | 0 | 0 | 2.87 | 0 | 27 | within_range | 3.3 | 0.11 | VACANT | Vacant - off
2024-07-09T05:45:00 | 0 |  | 0 | 0.2275 | 0 | 0 | 0 | 2.87 | 0 | 26.4 | within_range | 3.41 | 0.1138 | VACANT | Vacant - off
2024-07-09T06:00:00 | 0 |  | 0 | 0.25 | 0 | 0 | 0 | 2.87 | 0 | 26.9 | within_range | 3.75 | 0.125 | VACANT | Vacant - off
2024-07-09T06:15:00 | 0 |  | 0 | 0.205 | 0 | 0 | 0 | 2.87 | 0 | 26.9 | within_range | 3.07 | 0.1025 | VACANT | Vacant - off
2024-07-09T06:30:00 | 0 |  | 0 | 0.0625 | 0.09 | 0 | 0 | 2.87 | 0 | 27 | within_range | 0.94 | 0.0312 | VACANT | Vacant - off
2024-07-09T06:45:00 | 0 |  | 0 | 0.2278 | 0.0022 | 0 | 0 | 2.87 | 0 | 27 | within_range | 3.42 | 0.1139 | VACANT | Vacant - off
2024-07-09T07:00:00 | 0 |  | 0 | 0.01 | 0.225 | 0 | 0 | 2.87 | 0 | 25.6 | within_range | 0.25 | 0.005 | VACANT | Vacant - off
2024-07-09T07:15:00 | 0 |  | 0 | 0 | 0.1475 | 0.0736 | 0 | 3.5 | 0 | 25.6 | within_range | 0 | 0 | VACANT | Vacant - off
2024-07-09T07:30:00 | 0 |  | 0 | 0 | 0.2075 | 0.0166 | 0 | 3.54 | 0 | 25.4 | within_range | 0 | 0 | VACANT | Vacant - off
2024-07-09T07:45:00 | 0 |  | 0 | 0 | 0.2125 | 0.0119 | 0 | 3.55 | 0 | 25.3 | within_range | 0 | 0 | VACANT | Vacant - off
2024-07-09T08:00:00 | 0 |  | 1 | 0 | 0.1775 | 0.0451 | 0 | 4 | 0.0125 | 25.1 | within_range | 0 | 0 | SOLAR_AVAILABLE | FREE solar! (0.22 kWh)
2024-07-09T08:15:00 | 0 |  | 1 | 0.025 | 0.225 | 0 | 0 | 4 | 0.0125 | 24.9 | within_range | 0.62 | 0.0125 | SOLAR_AVAILABLE | FREE solar! (0.22 kWh)
2024-07-09T08:30:00 | 0 |  | 0 | 0 | 0.1925 | 0.0309 | 0 | 4.16 | 0 | 25.5 | within_range | 0 | 0 | VACANT | Vacant - off
2024-07-09T08:45:00 | 0 |  | 0 | 0 | 0.175 | 0.0475 | 0 | 4.5 | 0 | 25.8 | within_range | 0 | 0 | VACANT | Vacant - off
2024-07-09T09:00:00 | 0 |  | 1 | 0 | 0.16 | 0.0617 | 0 | 5.14 | 0.0125 | 25.2 | within_range | 0 | 0 | SOLAR_AVAILABLE | FREE solar! (0.22 kWh)
2024-07-09T09:15:00 | 0 |  | 1 | 0 | 0.195 | 0.0285 | 0 | 5.4 | 0.0125 | 25.2 | within_range | 0 | 0 | SOLAR_AVAILABLE | FREE solar! (0.22 kWh)
2024-07-09T09:30:00 | 0 |  | 1 | 0.0275 | 0.225 | 0 | 0 | 5.4 | 0.0125 | 25 | within_range | 0.69 | 0.0138 | SOLAR_AVAILABLE | FREE solar! (0.22 kWh)
2024-07-09T09:45:00 | 0 |  | 1 | 0 | 0.18 | 0.0427 | 0 | 5.82 | 0.0125 | 24.9 | within_range | 0 | 0 | SOLAR_AVAILABLE | FREE solar! (0.22 kWh)
2024-07-09T10:00:00 | 0 |  | 1 | 0.0375 | 0.225 | 0 | 0 | 5.82 | 0.0125 | 25.3 | within_range | 0.94 | 0.0187 | SOLAR_AVAILABLE | FREE solar! (0.22 kWh)
2024-07-09T10:15:00 | 0 |  | 1 | 0 | 0.22 | 0.0047 | 0 | 5.86 | 0.0125 | 25.6 | within_range | 0 | 0 | SOLAR_AVAILABLE | FREE solar! (0.22 kWh)
2024-07-09T10:30:00 | 0 |  | 1 | 0.015 | 0.225 | 0 | 0 | 5.86 | 0.0125 | 25.6 | within_range | 0.38 | 0.0075 | SOLAR_AVAILABLE | FREE solar! (0.22 kWh)
2024-07-09T10:45:00 | 0 |  | 1 | 0 | 0.1725 | 0.0499 | 0 | 6.37 | 0.0125 | 25.6 | within_range | 0 | 0 | SOLAR_AVAILABLE | FREE solar! (0.22 kWh)
2024-07-09T11:00:00 | 1 | 20 | 0 | 0.31 | 0.225 | 0 | 0 | 6.87 | 0.375 | 22 | within_range | 7.75 | 0.155 | SOLAR_AVAILABLE | FREE solar! (0.22 kWh)
2024-07-09T11:15:00 | 0 |  | 1 | 0 | 0.21 | 0.0142 | 0 | 6.98 | 0.0125 | 26.8 | warning | 0 | 0 | SOLAR_AVAILABLE | FREE solar! (0.22 kWh)
2024-07-09T11:30:00 | 0 |  | 1 | 0 | 0.22 | 0.0047 | 0 | 7.02 | 0.0125 | 25.8 | within_range | 0 | 0 | SOLAR_AVAILABLE | FREE solar! (0.22 kWh)
2024-07-09T11:45:00 | 0 |  | 1 | 0 | 0.1875 | 0.0356 | 0 | 7.36 | 0.0125 | 25.7 | within_range | 0 | 0 | SOLAR_AVAILABLE | FREE solar! (0.22 kWh)
2024-07-09T12:00:00 | 0 |  | 1 | 0 | 0.1925 | 0.0309 | 0 | 7.65 | 0.0125 | 25.8 | within_range | 0 | 0 | SOLAR_AVAILABLE | FREE solar! (0.22 kWh)
2024-07-09T12:15:00 | 0 |  | 1 | 0.035 | 0.225 | 0 | 0 | 7.65 | 0.0125 | 26.7 | warning | 0.88 | 0.0175 | SOLAR_AVAILABLE | FREE solar! (0.22 kWh)
2024-07-09T12:30:00 | 0 |  | 1 | 0.01 | 0.225 | 0 | 0 | 7.66 | 0.0125 | 25.8 | within_range | 0.25 | 0.005 | SOLAR_AVAILABLE | FREE solar! (0.22 kWh)
2024-07-09T12:45:00 | 0 |  | 1 | 0 | 0.215 | 0.0095 | 0 | 7.72 | 0.0125 | 25.9 | within_range | 0 | 0 | SOLAR_AVAILABLE | FREE solar! (0.22 kWh)
2024-07-09T13:00:00 | 0 |  | 1 | 0 | 0.1875 | 0.0356 | 0 | 8.07 | 0.0125 | 25.6 | within_range | 0 | 0 | SOLAR_AVAILABLE | FREE solar! (0.22 kWh)
2024-07-09T13:15:00 | 0 |  | 1 | 0 | 0.1925 | 0.0309 | 0 | 8.36 | 0.0125 | 25.7 | within_range | 0 | 0 | SOLAR_AVAILABLE | FREE solar! (0.22 kWh)
2024-07-09T13:30:00 | 0 |  | 1 | 0 | 0.1525 | 0.0689 | 0 | 9.07 | 0.0125 | 25.5 | within_range | 0 | 0 | SOLAR_AVAILABLE | FREE solar! (0.22 kWh)
2024-07-09T13:45:00 | 0 |  | 1 | 0.02 | 0.225 | 0 | 0 | 9.07 | 0.0125 | 25.8 | within_range | 0.5 | 0.01 | SOLAR_AVAILABLE | FREE solar! (0.22 kWh)
2024-07-09T14:00:00 | 0 |  | 1 | 0.0125 | 0.225 | 0 | 0 | 9.07 | 0.0125 | 25.4 | within_range | 0.31 | 0.0063 | SOLAR_AVAILABLE | FREE solar! (0.22 kWh)
2024-07-09T14:15:00 | 0 |  | 1 | 0 | 0.205 | 0.019 | 0 | 9.23 | 0.0125 | 25.6 | within_range | 0 | 0 | SOLAR_AVAILABLE | FREE solar! (0.22 kWh)
2024-07-09T14:30:00 | 0 |  | 1 | 0 | 0.155 | 0.0665 | 0 | 9.92 | 0.0125 | 25.5 | within_range | 0 | 0 | SOLAR_AVAILABLE | FREE solar! (0.22 kWh)
2024-07-09T14:45:00 | 0 |  | 1 | 0.03 | 0.225 | 0 | 0 | 9.92 | 0.0125 | 26.5 | warning | 0.75 | 0.015 | SOLAR_AVAILABLE | FREE solar! (0.22 kWh)
2024-07-09T15:00:00 | 0 |  | 1 | 0.0325 | 0.225 | 0 | 0 | 9.92 | 0.0125 | 25.1 | within_range | 0.81 | 0.0163 | SOLAR_AVAILABLE | FREE solar! (0.22 kWh)
2024-07-09T15:15:00 | 0 |  | 1 | 0 | 0.1525 | 0.0689 | 0 | 10.63 | 0.0125 | 25.1 | within_range | 0 | 0 | SOLAR_AVAILABLE | FREE solar! (0.22 kWh)
2024-07-09T15:30:00 | 0 |  | 1 | 0.0225 | 0.225 | 0 | 0 | 10.63 | 0.0125 | 25.3 | within_range | 0.56 | 0.0112 | SOLAR_AVAILABLE | FREE solar! (0.22 kWh)
2024-07-09T15:45:00 | 0 |  | 1 | 0 | 0.2025 | 0.0214 | 0 | 10.81 | 0.0125 | 26.3 | warning | 0 | 0 | SOLAR_AVAILABLE | FREE solar! (0.22 kWh)
2024-07-09T16:00:00 | 0 |  | 1 | 0 | 0.1675 | 0.0546 | 0 | 11.37 | 0.0125 | 24.9 | within_range | 0 | 0 | SOLAR_AVAILABLE | FREE solar! (0.22 kWh)
2024-07-09T16:15:00 | 0 |  | 0 | 0 | 0.1275 | 0.0926 | 0 | 12.21 | 0 | 25.7 | within_range | 0 | 0 | VACANT | Vacant - off
2024-07-09T16:30:00 | 0 |  | 0 | 0 | 0.175 | 0.0475 | 0 | 12.55 | 0 | 25.7 | within_range | 0 | 0 | VACANT | Vacant - off
2024-07-09T16:45:00 | 0 |  | 0 | 0.0025 | 0.225 | 0 | 0 | 12.55 | 0 | 25.8 | within_range | 0.06 | 0.0013 | VACANT | Vacant - off
2024-07-09T17:00:00 | 0 |  | 0 | 0 | 0.1975 | 0 | 0 | 6.48 | 0 | 25.3 | within_range | 0 | 0 | VACANT | Vacant - off
2024-07-09T17:15:00 | 0 |  | 0 | 0.005 | 0.225 | 0 | 0 | 2.68 | 0 | 25.2 | within_range | 0.23 | 0.0025 | VACANT | Vacant - off
2024-07-09T17:30:00 | 0 |  | 0 | 0 | 0.1575 | 0 | 0 | 2.68 | 0 | 25.3 | within_range | 0 | 0 | VACANT | Vacant - off
2024-07-09T17:45:00 | 0 |  | 0 | 0 | 0.21 | 0 | 0 | 2.68 | 0 | 25.4 | within_range | 0 | 0 | VACANT | Vacant - off
2024-07-09T18:00:00 | 0 |  | 0 | 0.175 | 0 | 0 | 0 | 2.68 | 0 | 24.9 | within_range | 7.87 | 0.0875 | VACANT | Vacant - off
2024-07-09T18:15:00 | 0 |  | 0 | 0.0955 | 0.117 | 0 | 0 | 2.68 | 0 | 25.1 | within_range | 4.3 | 0.0478 | VACANT | Vacant - off
2024-07-09T18:30:00 | 0 |  | 0 | 0.102 | 0.1305 | 0 | 0 | 2.68 | 0 | 25.1 | within_range | 4.59 | 0.051 | VACANT | Vacant - off
2024-07-09T18:45:00 | 0 |  | 0 | 0.1825 | 0 | 0 | 0 | 2.68 | 0 | 25 | within_range | 8.21 | 0.0912 | VACANT | Vacant - off
2024-07-09T19:00:00 | 0 |  | 0 | 0.135 | 0 | 0 | 0 | 2.68 | 0 | 25 | within_range | 6.08 | 0.0675 | VACANT | Vacant - off
2024-07-09T19:15:00 | 0 |  | 0 | 0.0598 | 0.1103 | 0 | 0 | 2.68 | 0 | 25.1 | within_range | 2.69 | 0.0299 | VACANT | Vacant - off
2024-07-09T19:30:00 | 0 |  | 0 | 0.0965 | 0.036 | 0 | 0 | 2.68 | 0 | 25 | within_range | 4.34 | 0.0483 | VACANT | Vacant - off
2024-07-09T19:45:00 | 0 |  | 0 | 0.2125 | 0 | 0 | 0 | 2.68 | 0 | 25 | within_range | 9.56 | 0.1062 | VACANT | Vacant - off
2024-07-09T20:00:00 | 0 |  | 0 | 0.17 | 0 | 0 | 0 | 2.68 | 0 | 24 | within_range | 7.65 | 0.085 | VACANT | Vacant - off
2024-07-09T20:15:00 | 0 |  | 0 | 0.2475 | 0 | 0 | 0 | 2.68 | 0 | 24 | within_range | 11.14 | 0.1237 | VACANT | Vacant - off
2024-07-09T20:30:00 | 0 |  | 0 | 0.16 | 0 | 0 | 0 | 2.68 | 0 | 25 | within_range | 7.2 | 0.08 | VACANT | Vacant - off
2024-07-09T20:45:00 | 0 |  | 0 | 0.1545 | 0.063 | 0 | 0 | 2.68 | 0 | 25 | within_range | 6.95 | 0.0772 | VACANT | Vacant - off
2024-07-09T21:00:00 | 0 |  | 0 | 0.1108 | 0.0517 | 0 | 0 | 2.68 | 0 | 24 | within_range | 4.99 | 0.0554 | VACANT | Vacant - off
2024-07-09T21:15:00 | 0 |  | 0 | 0.2 | 0 | 0 | 0 | 2.68 | 0 | 24 | within_range | 9 | 0.1 | VACANT | Vacant - off
2024-07-09T21:30:00 | 0 |  | 0 | 0.2375 | 0 | 0 | 0 | 2.68 | 0 | 24.9 | within_range | 10.69 | 0.1187 | VACANT | Vacant - off
2024-07-09T21:45:00 | 0 |  | 0 | 0.22 | 0 | 0 | 0 | 2.68 | 0 | 25 | within_range | 9.9 | 0.11 | VACANT | Vacant - off
2024-07-09T22:00:00 | 0 |  | 0 | 0.169 | 0.036 | 0 | 0 | 2.68 | 0 | 25 | within_range | 2.54 | 0.0845 | VACANT | Vacant - off
2024-07-09T22:15:00 | 0 |  | 0 | 0.0605 | 0.0945 | 0 | 0 | 2.68 | 0 | 24.9 | within_range | 0.91 | 0.0302 | VACANT | Vacant - off
2024-07-09T22:30:00 | 0 |  | 0 | 0.185 | 0 | 0 | 0 | 2.68 | 0 | 24 | within_range | 2.77 | 0.0925 | VACANT | Vacant - off
2024-07-09T22:45:00 | 0 |  | 0 | 0.1557 | 0.0067 | 0 | 0 | 2.68 | 0 | 24 | within_range | 2.34 | 0.0779 | VACANT | Vacant - off
2024-07-09T23:00:00 | 0 |  | 0 | 0.0745 | 0.063 | 0 | 0 | 2.68 | 0 | 24 | within_range | 1.12 | 0.0372 | VACANT | Vacant - off
2024-07-09T23:15:00 | 0 |  | 0 | 0.24 | 0 | 0 | 0 | 2.68 | 0 | 24 | within_range | 3.6 | 0.12 | VACANT | Vacant - off
2024-07-09T23:30:00 | 0 |  | 0 | 0.1475 | 0 | 0 | 0 | 2.68 | 0 | 24 | within_range | 2.21 | 0.0737 | VACANT | Vacant - off
2024-07-09T23:45:00 | 0 |  | 0 | 0.0093 | 0.1507 | 0 | 0 | 2.68 | 0 | 24 | within_range | 0.14 | 0.0046 | VACANT | Vacant - off
2024-07-10T00:00:00 | 0 |  | 0 | 0 | 0.2025 | 0.0214 | 0 | 2.73 | 0 | 24 | within_range | 0 | 0 | VACANT | Vacant - off
2024-07-10T00:15:00 | 0 |  | 0 | 0.215 | 0 | 0 | 0 | 2.73 | 0 | 24 | within_range | 3.23 | 0.1075 | VACANT | Vacant - off
2024-07-10T00:30:00 | 0 |  | 0 | 0.1675 | 0 | 0 | 0 | 2.73 | 0 | 24.3 | within_range | 2.51 | 0.0838 | VACANT | Vacant - off
2024-07-10T00:45:00 | 0 |  | 0 | 0.1625 | 0 | 0 | 0 | 2.73 | 0 | 24 | within_range | 2.44 | 0.0813 | VACANT | Vacant - off
2024-07-10T01:00:00 | 0 |  | 0 | 0.138 | 0.0945 | 0 | 0 | 2.73 | 0 | 25.2 | within_range | 2.07 | 0.069 | VACANT | Vacant - off
2024-07-10T01:15:00 | 0 |  | 0 | 0.1875 | 0 | 0 | 0 | 2.73 | 0 | 25.1 | within_range | 2.81 | 0.0938 | VACANT | Vacant - off
2024-07-10T01:30:00 | 0 |  | 0 | 0.2025 | 0 | 0 | 0 | 2.73 | 0 | 25.3 | within_range | 3.04 | 0.1013 | VACANT | Vacant - off
2024-07-10T01:45:00 | 0 |  | 0 | 0.1525 | 0 | 0 | 0 | 2.73 | 0 | 27 | within_range | 2.29 | 0.0762 | VACANT | Vacant - off
2024-07-10T02:00:00 | 0 |  | 0 | 0.245 | 0 | 0 | 0 | 2.73 | 0 | 24.8 | within_range | 3.67 | 0.1225 | VACANT | Vacant - off
2024-07-10T02:15:00 | 0 |  | 0 | 0.1875 | 0 | 0 | 0 | 2.73 | 0 | 24 | within_range | 2.81 | 0.0938 | VACANT | Vacant - off
2024-07-10T02:30:00 | 0 |  | 0 | 0.0447 | 0.1103 | 0 | 0 | 2.73 | 0 | 24 | within_range | 0.67 | 0.0223 | VACANT | Vacant - off
2024-07-10T02:45:00 | 0 |  | 0 | 0.1825 | 0 | 0 | 0 | 2.73 | 0 | 26 | within_range | 2.74 | 0.0912 | VACANT | Vacant - off
2024-07-10T03:00:00 | 0 |  | 0 | 0.0588 | 0.1012 | 0 | 0 | 2.73 | 0 | 26 | within_range | 0.88 | 0.0294 | VACANT | Vacant - off
2024-07-10T03:15:00 | 0 |  | 0 | 0.0913 | 0.1012 | 0 | 0 | 2.73 | 0 | 25.8 | within_range | 1.37 | 0.0457 | VACANT | Vacant - off
2024-07-10T03:30:00 | 0 |  | 0 | 0.0107 | 0.1193 | 0 | 0 | 2.73 | 0 | 24 | within_range | 0.16 | 0.0053 | VACANT | Vacant - off
2024-07-10T03:45:00 | 0 |  | 0 | 0.1967 | 0.0158 | 0 | 0 | 2.73 | 0 | 24 | within_range | 2.95 | 0.0984 | VACANT | Vacant - off
2024-07-10T04:00:00 | 0 |  | 0 | 0.085 | 0.1125 | 0 | 0 | 2.73 | 0 | 26.5 | within_range | 1.28 | 0.0425 | VACANT | Vacant - off
2024-07-10T04:15:00 | 0 |  | 0 | 0.1165 | 0.1035 | 0 | 0 | 2.73 | 0 | 25.5 | within_range | 1.75 | 0.0583 | VACANT | Vacant - off
2024-07-10T04:30:00 | 0 |  | 0 | 0.0775 | 0.09 | 0 | 0 | 2.73 | 0 | 25.6 | within_range | 1.16 | 0.0387 | VACANT | Vacant - off
2024-07-10T04:45:00 | 0 |  | 0 | 0.1407 | 0.0742 | 0 | 0 | 2.73 | 0 | 27 | within_range | 2.11 | 0.0703 | VACANT | Vacant - off
2024-07-10T05:00:00 | 0 |  | 0 | 0.0645 | 0.108 | 0 | 0 | 2.73 | 0 | 27 | within_range | 0.97 | 0.0323 | VACANT | Vacant - off
2024-07-10T05:15:00 | 0 |  | 0 | 0.1902 | 0.0473 | 0 | 0 | 2.73 | 0 | 27 | within_range | 2.85 | 0.0951 | VACANT | Vacant - off
2024-07-10T05:30:00 | 0 |  | 0 | 0.2475 | 0 | 0 | 0 | 2.73 | 0 | 27 | within_range | 3.71 | 0.1237 | VACANT | Vacant - off
2024-07-10T05:45:00 | 0 |  | 0 | 0.0195 | 0.153 | 0 | 0 | 2.73 | 0 | 24.3 | within_range | 0.29 | 0.0097 | VACANT | Vacant - off
2024-07-10T06:00:00 | 0 |  | 0 | 0.0908 | 0.0742 | 0 | 0 | 2.73 | 0 | 27 | within_range | 1.36 | 0.0454 | VACANT | Vacant - off
2024-07-10T06:15:00 | 0 |  | 0 | 0.2325 | 0 | 0 | 0 | 2.73 | 0 | 26.9 | within_range | 3.49 | 0.1163 | VACANT | Vacant - off
2024-07-10T06:30:00 | 0 |  | 0 | 0 | 0.195 | 0.0285 | 0 | 2.83 | 0 | 28.6 | within_range | 0 | 0 | VACANT | Vacant - off
2024-07-10T06:45:00 | 0 |  | 0 | 0.035 | 0.2025 | 0 | 0 | 2.83 | 0 | 27.7 | within_range | 0.53 | 0.0175 | VACANT | Vacant - off
2024-07-10T07:00:00 | 0 |  | 0 | 0.0225 | 0.225 | 0 | 0 | 2.83 | 0 | 25.5 | within_range | 0.56 | 0.0112 | VACANT | Vacant - off
2024-07-10T07:15:00 | 0 |  | 0 | 0.015 | 0.225 | 0 | 0 | 2.83 | 0 | 25.4 | within_range | 0.38 | 0.0075 | VACANT | Vacant - off
2024-07-10T07:30:00 | 0 |  | 0 | 0 | 0.135 | 0.0855 | 0 | 3.59 | 0 | 25.4 | within_range | 0 | 0 | VACANT | Vacant - off
2024-07-10T07:45:00 | 0 |  | 0 | 0 | 0.2075 | 0.0166 | 0 | 3.63 | 0 | 25.5 | within_range | 0 | 0 | VACANT | Vacant - off
2024-07-10T08:00:00 | 0 |  | 1 | 0 | 0.14 | 0.0807 | 0 | 4.47 | 0.0125 | 25 | within_range | 0 | 0 | SOLAR_AVAILABLE | FREE solar! (0.22 kWh)
2024-07-10T08:15:00 | 0 |  | 0 | 0 | 0.1675 | 0.0546 | 0 | 4.89 | 0 | 25.8 | within_range | 0 | 0 | VACANT | Vacant - off
2024-07-10T08:30:00 | 0 |  | 0 | 0 | 0.22 | 0.0047 | 0 | 4.9 | 0 | 25.7 | within_range | 0 | 0 | VACANT | Vacant - off
2024-07-10T08:45:00 | 0 |  | 0 | 0.0025 | 0.225 | 0 | 0 | 4.9 | 0 | 26 | within_range | 0.06 | 0.0013 | VACANT | Vacant - off
2024-07-10T09:00:00 | 0 |  | 1 | 0 | 0.145 | 0.076 | 0 | 5.69 | 0.0125 | 25.1 | within_range | 0 | 0 | SOLAR_AVAILABLE | FREE solar! (0.22 kWh)
2024-07-10T09:15:00 | 0 |  | 1 | 0 | 0.145 | 0.076 | 0 | 6.48 | 0.0125 | 25.1 | within_range | 0 | 0 | SOLAR_AVAILABLE | FREE solar! (0.22 kWh)
2024-07-10T09:30:00 | 0 |  | 1 | 0.03 | 0.225 | 0 | 0 | 6.48 | 0.0125 | 25 | within_range | 0.75 | 0.015 | SOLAR_AVAILABLE | FREE solar! (0.22 kWh)
2024-07-10T09:45:00 | 0 |  | 1 | 0 | 0.2175 | 0.0071 | 0 | 6.53 | 0.0125 | 25.3 | within_range | 0 | 0 | SOLAR_AVAILABLE | FREE solar! (0.22 kWh)
2024-07-10T10:00:00 | 0 |  | 1 | 0 | 0.1675 | 0.0546 | 0 | 7.08 | 0.0125 | 25.3 | within_range | 0 | 0 | SOLAR_AVAILABLE | FREE solar! (0.22 kWh)
2024-07-10T10:15:00 | 0 |  | 1 | 0 | 0.17 | 0.0522 | 0 | 7.61 | 0.0125 | 25.6 | within_range | 0 | 0 | SOLAR_AVAILABLE | FREE solar! (0.22 kWh)
2024-07-10T10:30:00 | 0 |  | 1 | 0 | 0.205 | 0.019 | 0 | 7.77 | 0.0125 | 25.4 | within_range | 0 | 0 | SOLAR_AVAILABLE | FREE solar! (0.22 kWh)
2024-07-10T10:45:00 | 0 |  | 1 | 0 | 0.2075 | 0.0166 | 0 | 7.91 | 0.0125 | 27.2 | warning | 0 | 0 | SOLAR_AVAILABLE | FREE solar! (0.22 kWh)
2024-07-10T11:00:00 | 0 |  | 1 | 0 | 0.1475 | 0.0736 | 0 | 8.67 | 0.0125 | 27.2 | warning | 0 | 0 | SOLAR_AVAILABLE | FREE solar! (0.22 kWh)
2024-07-10T11:15:00 | 0 |  | 1 | 0 | 0.21 | 0.0142 | 0 | 8.78 | 0.0125 | 26.1 | warning | 0 | 0 | SOLAR_AVAILABLE | FREE solar! (0.22 kWh)
2024-07-10T11:30:00 | 0 |  | 1 | 0.02 | 0.225 | 0 | 0 | 8.78 | 0.0125 | 27.5 | warning | 0.5 | 0.01 | SOLAR_AVAILABLE | FREE solar! (0.22 kWh)
2024-07-10T11:45:00 | 0 |  | 1 | 0 | 0.2 | 0.0237 | 0 | 8.99 | 0.0125 | 25.6 | within_range | 0 | 0 | SOLAR_AVAILABLE | FREE solar! (0.22 kWh)
2024-07-10T12:00:00 | 0 |  | 1 | 0 | 0.2075 | 0.0166 | 0 | 9.13 | 0.0125 | 25.7 | within_range | 0 | 0 | SOLAR_AVAILABLE | FREE solar! (0.22 kWh)
2024-07-10T12:15:00 | 0 |  | 1 | 0 | 0.15 | 0.0712 | 0 | 9.86 | 0.0125 | 25.9 | within_range | 0 | 0 | SOLAR_AVAILABLE | FREE solar! (0.22 kWh)
2024-07-10T12:30:00 | 0 |  | 1 | 0.005 | 0.225 | 0 | 0 | 9.87 | 0.0125 | 26.4 | warning | 0.12 | 0.0025 | SOLAR_AVAILABLE | FREE solar! (0.22 kWh)
2024-07-10T12:45:00 | 0 |  | 1 | 0 | 0.1925 | 0.0309 | 0 | 10.16 | 0.0125 | 25.8 | within_range | 0 | 0 | SOLAR_AVAILABLE | FREE solar! (0.22 kWh)
2024-07-10T13:00:00 | 0 |  | 1 | 0 | 0.1875 | 0.0356 | 0 | 10.51 | 0.0125 | 25.5 | within_range | 0 | 0 | SOLAR_AVAILABLE | FREE solar! (0.22 kWh)
2024-07-10T13:15:00 | 0 |  | 1 | 0.0075 | 0.225 | 0 | 0 | 10.51 | 0.0125 | 27.5 | warning | 0.19 | 0.0037 | SOLAR_AVAILABLE | FREE solar! (0.22 kWh)
2024-07-10T13:30:00 | 0 |  | 1 | 0 | 0.215 | 0.0095 | 0 | 10.58 | 0.0125 | 25.5 | within_range | 0 | 0 | SOLAR_AVAILABLE | FREE solar! (0.22 kWh)
2024-07-10T13:45:00 | 0 |  | 1 | 0.0075 | 0.225 | 0 | 0 | 10.59 | 0.0125 | 25.7 | within_range | 0.19 | 0.0037 | SOLAR_AVAILABLE | FREE solar! (0.22 kWh)
2024-07-10T14:00:00 | 0 |  | 1 | 0.035 | 0.225 | 0 | 0 | 10.59 | 0.0125 | 25.3 | within_range | 0.88 | 0.0175 | SOLAR_AVAILABLE | FREE solar! (0.22 kWh)
2024-07-10T14:15:00 | 0 |  | 1 | 0 | 0.1475 | 0.0736 | 0 | 11.35 | 0.0125 | 25.4 | within_range | 0 | 0 | SOLAR_AVAILABLE | FREE solar! (0.22 kWh)
2024-07-10T14:30:00 | 0 |  | 1 | 0 | 0.1925 | 0.0309 | 0 | 11.64 | 0.0125 | 25.7 | within_range | 0 | 0 | SOLAR_AVAILABLE | FREE solar! (0.22 kWh)
2024-07-10T14:45:00 | 0 |  | 1 | 0.0075 | 0.225 | 0 | 0 | 11.65 | 0.0125 | 25.5 | within_range | 0.19 | 0.0037 | SOLAR_AVAILABLE | FREE solar! (0.22 kWh)
2024-07-10T15:00:00 | 0 |  | 1 | 0.005 | 0.225 | 0 | 0 | 11.65 | 0.0125 | 25.1 | within_range | 0.12 | 0.0025 | SOLAR_AVAILABLE | FREE solar! (0.22 kWh)
2024-07-10T15:15:00 | 0 |  | 1 | 0 | 0.21 | 0.0142 | 0 | 11.76 | 0.0125 | 25.3 | within_range | 0 | 0 | SOLAR_AVAILABLE | FREE solar! (0.22 kWh)
2024-07-10T15:30:00 | 0 |  | 1 | 0 | 0.155 | 0.0665 | 0 | 12.45 | 0.0125 | 25.1 | within_range | 0 | 0 | SOLAR_AVAILABLE | FREE solar! (0.22 kWh)
2024-07-10T15:45:00 | 0 |  | 1 | 0 | 0.1425 | 0.0784 | 0 | 13.26 | 0.0125 | 25.1 | within_range | 0 | 0 | SOLAR_AVAILABLE | FREE solar! (0.22 kWh)
2024-07-10T16:00:00 | 0 |  | 0 | 0 | 0.15 | 0 | 0 | 13.5 | 0 | 26 | within_range | 0 | 0 | VACANT | Vacant - off
2024-07-10T16:15:00 | 0 |  | 0 | 0 | 0.175 | 0 | 0 | 13.5 | 0 | 25.9 | within_range | 0 | 0 | VACANT | Vacant - off
2024-07-10T16:30:00 | 0 |  | 0 | 0.0025 | 0.225 | 0 | 0 | 13.5 | 0 | 25.8 | within_range | 0.06 | 0.0013 | VACANT | Vacant - off
2024-07-10T16:45:00 | 0 |  | 0 | 0 | 0.195 | 0 | 0 | 13.5 | 0 | 25.8 | within_range | 0 | 0 | VACANT | Vacant - off
2024-07-10T17:00:00 | 0 |  | 0 | 0 | 0.1475 | 0 | 0 | 8.27 | 0 | 25.3 | within_range | 0 | 0 | VACANT | Vacant - off
2024-07-10T17:15:00 | 0 |  | 0 | 0 | 0.1825 | 0 | 0 | 2.7 | 0 | 25.2 | within_range | 0 | 0 | VACANT | Vacant - off
2024-07-10T17:30:00 | 0 |  | 0 | 0.0025 | 0.225 | 0 | 0 | 2.7 | 0 | 25.3 | within_range | 0.11 | 0.0013 | VACANT | Vacant - off
2024-07-10T17:45:00 | 0 |  | 0 | 0.02 | 0.225 | 0 | 0 | 2.7 | 0 | 25.2 | within_range | 0.9 | 0.01 | VACANT | Vacant - off
2024-07-10T18:00:00 | 0 |  | 0 | 0.2025 | 0 | 0 | 0 | 2.7 | 0 | 25 | within_range | 9.11 | 0.1013 | VACANT | Vacant - off
2024-07-10T18:15:00 | 0 |  | 0 | 0.054 | 0.081 | 0 | 0 | 2.7 | 0 | 25 | within_range | 2.43 | 0.027 | VACANT | Vacant - off
2024-07-10T18:30:00 | 0 |  | 0 | 0.01 | 0.18 | 0 | 0 | 2.7 | 0 | 25.1 | within_range | 0.45 | 0.005 | VACANT | Vacant - off
2024-07-10T18:45:00 | 0 |  | 0 | 0.0193 | 0.1957 | 0 | 0 | 2.7 | 0 | 25.1 | within_range | 0.87 | 0.0097 | VACANT | Vacant - off
2024-07-10T19:00:00 | 0 |  | 0 | 0 | 0.125 | 0 | 0 | 2.7 | 0 | 25.2 | within_range | 0 | 0 | VACANT | Vacant - off
2024-07-10T19:15:00 | 0 |  | 0 | 0.009 | 0.126 | 0 | 0 | 2.7 | 0 | 25.1 | within_range | 0.4 | 0.0045 | VACANT | Vacant - off
2024-07-10T19:30:00 | 0 |  | 0 | 0.1475 | 0 | 0 | 0 | 2.7 | 0 | 25 | within_range | 6.64 | 0.0737 | VACANT | Vacant - off
2024-07-10T19:45:00 | 0 |  | 0 | 0.2175 | 0 | 0 | 0 | 2.7 | 0 | 24.9 | within_range | 9.79 | 0.1087 | VACANT | Vacant - off
2024-07-10T20:00:00 | 0 |  | 0 | 0.1077 | 0.0697 | 0 | 0 | 2.7 | 0 | 25 | within_range | 4.85 | 0.0539 | VACANT | Vacant - off
2024-07-10T20:15:00 | 0 |  | 0 | 0.0695 | 0.0855 | 0 | 0 | 2.7 | 0 | 25 | within_range | 3.13 | 0.0348 | VACANT | Vacant - off
2024-07-10T20:30:00 | 0 |  | 0 | 0.2025 | 0 | 0 | 0 | 2.7 | 0 | 24.1 | within_range | 9.11 | 0.1013 | VACANT | Vacant - off
2024-07-10T20:45:00 | 0 |  | 0 | 0.156 | 0.009 | 0 | 0 | 2.7 | 0 | 25 | within_range | 7.02 | 0.078 | VACANT | Vacant - off
2024-07-10T21:00:00 | 0 |  | 0 | 0.127 | 0.0405 | 0 | 0 | 2.7 | 0 | 25 | within_range | 5.71 | 0.0635 | VACANT | Vacant - off
2024-07-10T21:15:00 | 0 |  | 0 | 0.205 | 0 | 0 | 0 | 2.7 | 0 | 25 | within_range | 9.22 | 0.1025 | VACANT | Vacant - off
2024-07-10T21:30:00 | 0 |  | 0 | 0.0385 | 0.099 | 0 | 0 | 2.7 | 0 | 24 | within_range | 1.73 | 0.0192 | VACANT | Vacant - off
2024-07-10T21:45:00 | 0 |  | 0 | 0.22 | 0 | 0 | 0 | 2.7 | 0 | 25 | within_range | 9.9 | 0.11 | VACANT | Vacant - off
2024-07-10T22:00:00 | 0 |  | 0 | 0.195 | 0 | 0 | 0 | 2.7 | 0 | 24.8 | within_range | 2.93 | 0.0975 | VACANT | Vacant - off
2024-07-10T22:15:00 | 0 |  | 0 | 0 | 0.145 | 0.0311 | 0 | 2.86 | 0 | 25.2 | within_range | 0 | 0 | VACANT | Vacant - off
2024-07-10T22:30:00 | 0 |  | 0 | 0.1643 | 0.0382 | 0 | 0 | 2.86 | 0 | 24 | within_range | 2.46 | 0.0822 | VACANT | Vacant - off
2024-07-10T22:45:00 | 0 |  | 0 | 0.2 | 0 | 0 | 0 | 2.86 | 0 | 24.4 | within_range | 3 | 0.1 | VACANT | Vacant - off
2024-07-10T23:00:00 | 0 |  | 0 | 0.225 | 0 | 0 | 0 | 2.86 | 0 | 26.5 | within_range | 3.38 | 0.1125 | VACANT | Vacant - off
2024-07-10T23:15:00 | 0 |  | 0 | 0.1045 | 0.063 | 0 | 0 | 2.86 | 0 | 24 | within_range | 1.57 | 0.0522 | VACANT | Vacant - off
2024-07-10T23:30:00 | 0 |  | 0 | 0.0783 | 0.0517 | 0 | 0 | 2.86 | 0 | 25.3 | within_range | 1.17 | 0.0391 | VACANT | Vacant - off
2024-07-10T23:45:00 | 0 |  | 0 | 0.2225 | 0 | 0 | 0 | 2.86 | 0 | 24 | within_range | 3.34 | 0.1113 | VACANT | Vacant - off
2024-07-11T00:00:00 | 0 |  | 0 | 0.19 | 0 | 0 | 0 | 2.86 | 0 | 24.9 | within_range | 2.85 | 0.095 | VACANT | Vacant - off
2024-07-11T00:15:00 | 0 |  | 0 | 0.1457 | 0.0292 | 0 | 0 | 2.86 | 0 | 24 | within_range | 2.19 | 0.0728 | VACANT | Vacant - off
2024-07-11T00:30:00 | 0 |  | 0 | 0.1698 | 0.0427 | 0 | 0 | 2.86 | 0 | 24.7 | within_range | 2.55 | 0.0849 | VACANT | Vacant - off
2024-07-11T00:45:00 | 0 |  | 0 | 0.25 | 0 | 0 | 0 | 2.86 | 0 | 24 | within_range | 3.75 | 0.125 | VACANT | Vacant - off
2024-07-11T01:00:00 | 0 |  | 0 | 0.112 | 0.0405 | 0 | 0 | 2.86 | 0 | 24 | within_range | 1.68 | 0.056 | VACANT | Vacant - off
2024-07-11T01:15:00 | 0 |  | 0 | 0.2375 | 0 | 0 | 0 | 2.86 | 0 | 24.8 | within_range | 3.56 | 0.1187 | VACANT | Vacant - off
2024-07-11T01:30:00 | 0 |  | 0 | 0.106 | 0.054 | 0 | 0 | 2.86 | 0 | 24.7 | within_range | 1.59 | 0.053 | VACANT | Vacant - off
2024-07-11T01:45:00 | 0 |  | 0 | 0.235 | 0 | 0 | 0 | 2.86 | 0 | 24 | within_range | 3.52 | 0.1175 | VACANT | Vacant - off
2024-07-11T02:00:00 | 0 |  | 0 | 0.185 | 0 | 0 | 0 | 2.86 | 0 | 24 | within_range | 2.77 | 0.0925 | VACANT | Vacant - off
2024-07-11T02:15:00 | 0 |  | 0 | 0.0328 | 0.1597 | 0 | 0 | 2.86 | 0 | 24 | within_range | 0.49 | 0.0164 | VACANT | Vacant - off
2024-07-11T02:30:00 | 0 |  | 0 | 0.245 | 0 | 0 | 0 | 2.86 | 0 | 24 | within_range | 3.67 | 0.1225 | VACANT | Vacant - off
2024-07-11T02:45:00 | 0 |  | 0 | 0.1113 | 0.0788 | 0 | 0 | 2.86 | 0 | 25.4 | within_range | 1.67 | 0.0556 | VACANT | Vacant - off
2024-07-11T03:00:00 | 0 |  | 0 | 0.0425 | 0.2025 | 0 | 0 | 2.86 | 0 | 26.3 | within_range | 0.64 | 0.0213 | VACANT | Vacant - off
2024-07-11T03:15:00 | 0 |  | 0 | 0.1552 | 0.0247 | 0 | 0 | 2.86 | 0 | 24.9 | within_range | 2.33 | 0.0776 | VACANT | Vacant - off
2024-07-11T03:30:00 | 0 |  | 0 | 0.195 | 0 | 0 | 0 | 2.86 | 0 | 25.2 | within_range | 2.93 | 0.0975 | VACANT | Vacant - off
2024-07-11T03:45:00 | 0 |  | 0 | 0.1072 | 0.0653 | 0 | 0 | 2.86 | 0 | 27 | within_range | 1.61 | 0.0536 | VACANT | Vacant - off
2024-07-11T04:00:00 | 0 |  | 0 | 0.1325 | 0 | 0 | 0 | 2.86 | 0 | 27 | within_range | 1.99 | 0.0663 | VACANT | Vacant - off
2024-07-11T04:15:00 | 0 |  | 0 | 0.22 | 0 | 0 | 0 | 2.86 | 0 | 27 | within_range | 3.3 | 0.11 | VACANT | Vacant - off
2024-07-11T04:30:00 | 0 |  | 0 | 0 | 0.1725 | 0.0392 | 0 | 3.03 | 0 | 26 | within_range | 0 | 0 | VACANT | Vacant - off
2024-07-11T04:45:00 | 0 |  | 0 | 0.1168 | 0.0833 | 0 | 0 | 3.03 | 0 | 26.1 | within_range | 1.75 | 0.0584 | VACANT | Vacant - off
2024-07-11T05:00:00 | 0 |  | 0 | 0.18 | 0 | 0 | 0 | 3.03 | 0 | 27 | within_range | 2.7 | 0.09 | VACANT | Vacant - off
2024-07-11T05:15:00 | 0 |  | 0 | 0.24 | 0 | 0 | 0 | 3.03 | 0 | 27 | within_range | 3.6 | 0.12 | VACANT | Vacant - off
2024-07-11T05:30:00 | 0 |  | 0 | 0.1525 | 0 | 0 | 0 | 3.03 | 0 | 27 | within_range | 2.29 | 0.0762 | VACANT | Vacant - off
2024-07-11T05:45:00 | 0 |  | 0 | 0.2325 | 0 | 0 | 0 | 3.03 | 0 | 27 | within_range | 3.49 | 0.1163 | VACANT | Vacant - off
2024-07-11T06:00:00 | 0 |  | 0 | 0.1915 | 0.0135 | 0 | 0 | 3.03 | 0 | 26.9 | within_range | 2.87 | 0.0958 | VACANT | Vacant - off
2024-07-11T06:15:00 | 0 |  | 0 | 0.19 | 0 | 0 | 0 | 3.03 | 0 | 27 | within_range | 2.85 | 0.095 | VACANT | Vacant - off
2024-07-11T06:30:00 | 0 |  | 0 | 0.135 | 0 | 0 | 0 | 3.03 | 0 | 26.9 | within_range | 2.03 | 0.0675 | VACANT | Vacant - off
2024-07-11T06:45:00 | 0 |  | 0 | 0.0535 | 0.1665 | 0 | 0 | 3.03 | 0 | 28.3 | within_range | 0.8 | 0.0267 | VACANT | Vacant - off
2024-07-11T07:00:00 | 0 |  | 0 | 0 | 0.135 | 0.0855 | 0 | 3.79 | 0 | 25.4 | within_range | 0 | 0 | VACANT | Vacant - off
2024-07-11T07:15:00 | 0 |  | 0 | 0 | 0.185 | 0.038 | 0 | 4.03 | 0 | 25.3 | within_range | 0 | 0 | VACANT | Vacant - off
2024-07-11T07:30:00 | 0 |  | 0 | 0.0125 | 0.225 | 0 | 0 | 4.03 | 0 | 25.4 | within_range | 0.31 | 0.0063 | VACANT | Vacant - off
2024-07-11T07:45:00 | 0 |  | 0 | 0 | 0.21 | 0.0142 | 0 | 4.06 | 0 | 25.3 | within_range | 0 | 0 | VACANT | Vacant - off
2024-07-11T08:00:00 | 0 |  | 0 | 0 | 0.1575 | 0.0641 | 0 | 4.58 | 0 | 25.8 | within_range | 0 | 0 | VACANT | Vacant - off
2024-07-11T08:15:00 | 0 |  | 1 | 0 | 0.1825 | 0.0404 | 0 | 4.98 | 0.0125 | 24.9 | within_range | 0 | 0 | SOLAR_AVAILABLE | FREE solar! (0.22 kWh)
2024-07-11T08:30:00 | 0 |  | 0 | 0.0225 | 0.225 | 0 | 0 | 4.98 | 0 | 26.1 | warning | 0.56 | 0.0112 | VACANT | Vacant - off
2024-07-11T08:45:00 | 0 |  | 0 | 0 | 0.145 | 0.076 | 0 | 5.64 | 0 | 26.1 | warning | 0 | 0 | VACANT | Vacant - off
2024-07-11T09:00:00 | 0 |  | 1 | 0.015 | 0.225 | 0 | 0 | 5.64 | 0.0125 | 26.2 | warning | 0.38 | 0.0075 | SOLAR_AVAILABLE | FREE solar! (0.22 kWh)
2024-07-11T09:15:00 | 0 |  | 1 | 0 | 0.2125 | 0.0119 | 0 | 5.72 | 0.0125 | 25.3 | within_range | 0 | 0 | SOLAR_AVAILABLE | FREE solar! (0.22 kWh)
2024-07-11T09:30:00 | 0 |  | 1 | 0 | 0.15 | 0.0712 | 0 | 6.46 | 0.0125 | 25.2 | within_range | 0 | 0 | SOLAR_AVAILABLE | FREE solar! (0.22 kWh)
2024-07-11T09:45:00 | 0 |  | 1 | 0 | 0.1875 | 0.0356 | 0 | 6.8 | 0.0125 | 24.9 | within_range | 0 | 0 | SOLAR_AVAILABLE | FREE solar! (0.22 kWh)
2024-07-11T10:00:00 | 0 |  | 1 | 0 | 0.17 | 0.0522 | 0 | 7.33 | 0.0125 | 25.5 | within_range | 0 | 0 | SOLAR_AVAILABLE | FREE solar! (0.22 kWh)
2024-07-11T10:15:00 | 0 |  | 1 | 0 | 0.2075 | 0.0166 | 0 | 7.46 | 0.0125 | 25.2 | within_range | 0 | 0 | SOLAR_AVAILABLE | FREE solar! (0.22 kWh)
2024-07-11T10:30:00 | 0 |  | 1 | 0 | 0.17 | 0.0522 | 0 | 7.99 | 0.0125 | 25.5 | within_range | 0 | 0 | SOLAR_AVAILABLE | FREE solar! (0.22 kWh)
2024-07-11T10:45:00 | 0 |  | 1 | 0 | 0.1475 | 0.0736 | 0 | 8.75 | 0.0125 | 25.4 | within_range | 0 | 0 | SOLAR_AVAILABLE | FREE solar! (0.22 kWh)
2024-07-11T11:00:00 | 0 |  | 1 | 0 | 0.17 | 0.0522 | 0 | 9.28 | 0.0125 | 25.8 | within_range | 0 | 0 | SOLAR_AVAILABLE | FREE solar! (0.22 kWh)
2024-07-11T11:15:00 | 0 |  | 1 | 0 | 0.1775 | 0.0451 | 0 | 9.73 | 0.0125 | 25.7 | within_range | 0 | 0 | SOLAR_AVAILABLE | FREE solar! (0.22 kWh)
2024-07-11T11:30:00 | 0 |  | 1 | 0 | 0.22 | 0.0047 | 0 | 9.77 | 0.0125 | 25.6 | within_range | 0 | 0 | SOLAR_AVAILABLE | FREE solar! (0.22 kWh)
2024-07-11T11:45:00 | 0 |  | 1 | 0 | 0.1725 | 0.0499 | 0 | 10.27 | 0.0125 | 25.4 | within_range | 0 | 0 | SOLAR_AVAILABLE | FREE solar! (0.22 kWh)
2024-07-11T12:00:00 | 0 |  | 1 | 0 | 0.185 | 0.038 | 0 | 10.64 | 0.0125 | 25.8 | within_range | 0 | 0 | SOLAR_AVAILABLE | FREE solar! (0.22 kWh)
2024-07-11T12:15:00 | 0 |  | 1 | 0 | 0.22 | 0.0047 | 0 | 10.68 | 0.0125 | 25.8 | within_range | 0 | 0 | SOLAR_AVAILABLE | FREE solar! (0.22 kWh)
2024-07-11T12:30:00 | 0 |  | 1 | 0 | 0.22 | 0.0047 | 0 | 10.72 | 0.0125 | 25.8 | within_range | 0 | 0 | SOLAR_AVAILABLE | FREE solar! (0.22 kWh)
2024-07-11T12:45:00 | 0 |  | 1 | 0.02 | 0.225 | 0 | 0 | 10.72 | 0.0125 | 25.5 | within_range | 0.5 | 0.01 | SOLAR_AVAILABLE | FREE solar! (0.22 kWh)
2024-07-11T13:00:00 | 0 |  | 1 | 0 | 0.225 | 0 | 0 | 10.73 | 0.0125 | 26.2 | warning | 0 | 0 | SOLAR_AVAILABLE | FREE solar! (0.22 kWh)
2024-07-11T13:15:00 | 0 |  | 1 | 0 | 0.18 | 0.0427 | 0 | 11.16 | 0.0125 | 25.9 | within_range | 0 | 0 | SOLAR_AVAILABLE | FREE solar! (0.22 kWh)
2024-07-11T13:30:00 | 0 |  | 1 | 0 | 0.1675 | 0.0546 | 0 | 11.71 | 0.0125 | 26.8 | warning | 0 | 0 | SOLAR_AVAILABLE | FREE solar! (0.22 kWh)
2024-07-11T13:45:00 | 0 |  | 1 | 0.0025 | 0.225 | 0 | 0 | 11.72 | 0.0125 | 25.7 | within_range | 0.06 | 0.0013 | SOLAR_AVAILABLE | FREE solar! (0.22 kWh)
2024-07-11T14:00:00 | 0 |  | 1 | 0 | 0.195 | 0.0285 | 0 | 11.99 | 0.0125 | 25.4 | within_range | 0 | 0 | SOLAR_AVAILABLE | FREE solar! (0.22 kWh)
2024-07-11T14:15:00 | 0 |  | 1 | 0 | 0.175 | 0.0475 | 0 | 12.46 | 0.0125 | 26.7 | warning | 0 | 0 | SOLAR_AVAILABLE | FREE solar! (0.22 kWh)
2024-07-11T14:30:00 | 0 |  | 1 | 0.0275 | 0.225 | 0 | 0 | 12.46 | 0.0125 | 26.1 | warning | 0.69 | 0.0138 | SOLAR_AVAILABLE | FREE solar! (0.22 kWh)
2024-07-11T14:45:00 | 0 |  | 1 | 0.005 | 0.225 | 0 | 0 | 12.47 | 0.0125 | 25.6 | within_range | 0.12 | 0.0025 | SOLAR_AVAILABLE | FREE solar! (0.22 kWh)
2024-07-11T15:00:00 | 0 |  | 1 | 0 | 0.1425 | 0.0784 | 0 | 13.28 | 0.0125 | 25.3 | within_range | 0 | 0 | SOLAR_AVAILABLE | FREE solar! (0.22 kWh)
2024-07-11T15:15:00 | 0 |  | 1 | 0 | 0.1475 | 0.0736 | 0 | 13.5 | 0.0125 | 25.2 | within_range | 0 | 0 | SOLAR_AVAILABLE | FREE solar! (0.22 kWh)
2024-07-11T15:30:00 | 0 |  | 1 | 0 | 0.215 | 0 | 0 | 13.5 | 0.0125 | 25.3 | within_range | 0 | 0 | SOLAR_AVAILABLE | FREE solar! (0.22 kWh)
2024-07-11T15:45:00 | 0 |  | 1 | 0 | 0.1575 | 0 | 0 | 13.5 | 0.0125 | 25.2 | within_range | 0 | 0 | SOLAR_AVAILABLE | FREE solar! (0.22 kWh)
2024-07-11T16:00:00 | 0 |  | 1 | 0 | 0.225 | 0 | 0 | 13.5 | 0.0125 | 24.9 | within_range | 0 | 0 | SOLAR_AVAILABLE | FREE solar! (0.22 kWh)
2024-07-11T16:15:00 | 0 |  | 0 | 0 | 0.13 | 0 | 0 | 13.5 | 0 | 25.8 | within_range | 0 | 0 | VACANT | Vacant - off
2024-07-11T16:30:00 | 0 |  | 0 | 0 | 0.19 | 0 | 0 | 13.5 | 0 | 25.8 | within_range | 0 | 0 | VACANT | Vacant - off
2024-07-11T16:45:00 | 0 |  | 0 | 0 | 0.2175 | 0 | 0 | 13.5 | 0 | 26.1 | warning | 0 | 0 | VACANT | Vacant - off
2024-07-11T17:00:00 | 0 |  | 0 | 0 | 0.225 | 0 | 0 | 6.76 | 0 | 25.5 | within_range | 0 | 0 | VACANT | Vacant - off
2024-07-11T17:15:00 | 0 |  | 0 | 0 | 0.135 | 0 | 0 | 2.7 | 0 | 25.4 | within_range | 0 | 0 | VACANT | Vacant - off
2024-07-11T17:30:00 | 0 |  | 0 | 0 | 0.1325 | 0 | 0 | 2.7 | 0 | 25.4 | within_range | 0 | 0 | VACANT | Vacant - off
2024-07-11T17:45:00 | 0 |  | 0 | 0 | 0.2175 | 0 | 0 | 2.7 | 0 | 25.6 | within_range | 0 | 0 | VACANT | Vacant - off
2024-07-11T18:00:00 | 0 |  | 0 | 0.119 | 0.081 | 0 | 0 | 2.7 | 0 | 25 | within_range | 5.35 | 0.0595 | VACANT | Vacant - off
2024-07-11T18:15:00 | 0 |  | 0 | 0.25 | 0 | 0 | 0 | 2.7 | 0 | 24.9 | within_range | 11.25 | 0.125 | VACANT | Vacant - off
2024-07-11T18:30:00 | 0 |  | 0 | 0.1392 | 0.0833 | 0 | 0 | 2.7 | 0 | 25 | within_range | 6.26 | 0.0696 | VACANT | Vacant - off
2024-07-11T18:45:00 | 0 |  | 0 | 0.1108 | 0.0517 | 0 | 0 | 2.7 | 0 | 25 | within_range | 4.99 | 0.0554 | VACANT | Vacant - off
2024-07-11T19:00:00 | 0 |  | 0 | 0.0577 | 0.0923 | 0 | 0 | 2.7 | 0 | 25.1 | within_range | 2.6 | 0.0289 | VACANT | Vacant - off
2024-07-11T19:15:00 | 0 |  | 0 | 0.0753 | 0.1147 | 0 | 0 | 2.7 | 0 | 25.1 | within_range | 3.39 | 0.0377 | VACANT | Vacant - off
2024-07-11T19:30:00 | 0 |  | 0 | 0.1675 | 0 | 0 | 0 | 2.7 | 0 | 24.9 | within_range | 7.54 | 0.0838 | VACANT | Vacant - off
2024-07-11T19:45:00 | 0 |  | 0 | 0.24 | 0 | 0 | 0 | 2.7 | 0 | 24.9 | within_range | 10.8 | 0.12 | VACANT | Vacant - off
2024-07-11T20:00:00 | 0 |  | 0 | 0.091 | 0.099 | 0 | 0 | 2.7 | 0 | 25 | within_range | 4.09 | 0.0455 | VACANT | Vacant - off
2024-07-11T20:15:00 | 0 |  | 0 | 0.1675 | 0 | 0 | 0 | 2.7 | 0 | 25 | within_range | 7.54 | 0.0838 | VACANT | Vacant - off
2024-07-11T20:30:00 | 0 |  | 0 | 0.17 | 0 | 0 | 0 | 2.7 | 0 | 25 | within_range | 7.65 | 0.085 | VACANT | Vacant - off
2024-07-11T20:45:00 | 0 |  | 0 | 0.2175 | 0 | 0 | 0 | 2.7 | 0 | 25 | within_range | 9.79 | 0.1087 | VACANT | Vacant - off
2024-07-11T21:00:00 | 0 |  | 0 | 0.1725 | 0 | 0 | 0 | 2.7 | 0 | 25 | within_range | 7.76 | 0.0862 | VACANT | Vacant - off
2024-07-11T21:15:00 | 0 |  | 0 | 0.155 | 0 | 0 | 0 | 2.7 | 0 | 25 | within_range | 6.97 | 0.0775 | VACANT | Vacant - off
2024-07-11T21:30:00 | 0 |  | 0 | 0.15 | 0 | 0 | 0 | 2.7 | 0 | 24 | within_range | 6.75 | 0.075 | VACANT | Vacant - off
2024-07-11T21:45:00 | 0 |  | 0 | 0.15 | 0 | 0 | 0 | 2.7 | 0 | 24.9 | within_range | 6.75 | 0.075 | VACANT | Vacant - off
2024-07-11T22:00:00 | 0 |  | 0 | 0.24 | 0 | 0 | 0 | 2.7 | 0 | 24.1 | within_range | 3.6 | 0.12 | VACANT | Vacant - off
2024-07-11T22:15:00 | 0 |  | 0 | 0.135 | 0 | 0 | 0 | 2.7 | 0 | 24 | within_range | 2.03 | 0.0675 | VACANT | Vacant - off
2024-07-11T22:30:00 | 0 |  | 0 | 0.2025 | 0 | 0 | 0 | 2.7 | 0 | 24 | within_range | 3.04 | 0.1013 | VACANT | Vacant - off
2024-07-11T22:45:00 | 0 |  | 0 | 0.25 | 0 | 0 | 0 | 2.7 | 0 | 25 | within_range | 3.75 | 0.125 | VACANT | Vacant - off
2024-07-11T23:00:00 | 0 |  | 0 | 0.1145 | 0.108 | 0 | 0 | 2.7 | 0 | 27.4 | within_range | 1.72 | 0.0573 | VACANT | Vacant - off
2024-07-11T23:15:00 | 0 |  | 0 | 0.0558 | 0.0742 | 0 | 0 | 2.7 | 0 | 24.3 | within_range | 0.84 | 0.0279 | VACANT | Vacant - off
2024-07-11T23:30:00 | 0 |  | 0 | 0.065 | 0.1125 | 0 | 0 | 2.7 | 0 | 25.6 | within_range | 0.98 | 0.0325 | VACANT | Vacant - off
2024-07-11T23:45:00 | 0 |  | 0 | 0.1975 | 0 | 0 | 0 | 2.7 | 0 | 24 | within_range | 2.96 | 0.0988 | VACANT | Vacant - off
2024-07-12T00:00:00 | 0 |  | 0 | 0.1138 | 0.1012 | 0 | 0 | 2.7 | 0 | 24 | within_range | 1.71 | 0.0569 | VACANT | Vacant - off
2024-07-12T00:15:00 | 0 |  | 0 | 0.165 | 0 | 0 | 0 | 2.7 | 0 | 24 | within_range | 2.48 | 0.0825 | VACANT | Vacant - off
2024-07-12T00:30:00 | 0 |  | 0 | 0.1043 | 0.1057 | 0 | 0 | 2.7 | 0 | 24 | within_range | 1.56 | 0.0522 | VACANT | Vacant - off
2024-07-12T00:45:00 | 0 |  | 0 | 0.195 | 0 | 0 | 0 | 2.7 | 0 | 24 | within_range | 2.93 | 0.0975 | VACANT | Vacant - off
2024-07-12T01:00:00 | 0 |  | 0 | 0.1275 | 0 | 0 | 0 | 2.7 | 0 | 24 | within_range | 1.91 | 0.0638 | VACANT | Vacant - off
2024-07-12T01:15:00 | 0 |  | 0 | 0.1688 | 0.0562 | 0 | 0 | 2.7 | 0 | 24 | within_range | 2.53 | 0.0844 | VACANT | Vacant - off
2024-07-12T01:30:00 | 0 |  | 0 | 0.1825 | 0 | 0 | 0 | 2.7 | 0 | 24 | within_range | 2.74 | 0.0912 | VACANT | Vacant - off
2024-07-12T01:45:00 | 0 |  | 0 | 0.24 | 0 | 0 | 0 | 2.7 | 0 | 24 | within_range | 3.6 | 0.12 | VACANT | Vacant - off
2024-07-12T02:00:00 | 0 |  | 0 | 0 | 0.1475 | 0.0736 | 0 | 3.11 | 0 | 24 | within_range | 0 | 0 | VACANT | Vacant - off
2024-07-12T02:15:00 | 0 |  | 0 | 0.0927 | 0.1147 | 0 | 0 | 3.11 | 0 | 25.2 | within_range | 1.39 | 0.0464 | VACANT | Vacant - off
2024-07-12T02:30:00 | 0 |  | 0 | 0.18 | 0 | 0 | 0 | 3.11 | 0 | 24 | within_range | 2.7 | 0.09 | VACANT | Vacant - off
2024-07-12T02:45:00 | 0 |  | 0 | 0.1475 | 0 | 0 | 0 | 3.11 | 0 | 24 | within_range | 2.21 | 0.0737 | VACANT | Vacant - off
2024-07-12T03:00:00 | 0 |  | 0 | 0.195 | 0 | 0 | 0 | 3.11 | 0 | 24 | within_range | 2.93 | 0.0975 | VACANT | Vacant - off
2024-07-12T03:15:00 | 0 |  | 0 | 0.1425 | 0 | 0 | 0 | 3.11 | 0 | 25.3 | within_range | 2.14 | 0.0712 | VACANT | Vacant - off
2024-07-12T03:30:00 | 0 |  | 0 | 0.069 | 0.126 | 0 | 0 | 3.11 | 0 | 24.3 | within_range | 1.04 | 0.0345 | VACANT | Vacant - off
2024-07-12T03:45:00 | 0 |  | 0 | 0.2475 | 0 | 0 | 0 | 3.11 | 0 | 24 | within_range | 3.71 | 0.1237 | VACANT | Vacant - off
2024-07-12T04:00:00 | 0 |  | 0 | 0.1377 | 0.0473 | 0 | 0 | 3.11 | 0 | 24 | within_range | 2.07 | 0.0688 | VACANT | Vacant - off
2024-07-12T04:15:00 | 0 |  | 0 | 0.14 | 0 | 0 | 0 | 3.11 | 0 | 27 | within_range | 2.1 | 0.07 | VACANT | Vacant - off
2024-07-12T04:30:00 | 0 |  | 0 | 0.082 | 0.0855 | 0 | 0 | 3.11 | 0 | 27.3 | within_range | 1.23 | 0.041 | VACANT | Vacant - off
2024-07-12T04:45:00 | 0 |  | 0 | 0.1005 | 0.0495 | 0 | 0 | 3.11 | 0 | 27 | within_range | 1.51 | 0.0503 | VACANT | Vacant - off
2024-07-12T05:00:00 | 0 |  | 0 | 0.2355 | 0.0045 | 0 | 0 | 3.11 | 0 | 27 | within_range | 3.53 | 0.1177 | VACANT | Vacant - off
2024-07-12T05:15:00 | 0 |  | 0 | 0 | 0.1275 | 0.0926 | 0 | 3.65 | 0 | 26.2 | within_range | 0 | 0 | VACANT | Vacant - off
2024-07-12T05:30:00 | 0 |  | 0 | 0.1293 | 0.0607 | 0 | 0 | 3.65 | 0 | 26.5 | within_range | 1.94 | 0.0646 | VACANT | Vacant - off
2024-07-12T05:45:00 | 0 |  | 0 | 0.1725 | 0 | 0 | 0 | 3.65 | 0 | 27 | within_range | 2.59 | 0.0862 | VACANT | Vacant - off
2024-07-12T06:00:00 | 0 |  | 0 | 0.2127 | 0.0247 | 0 | 0 | 3.65 | 0 | 27 | within_range | 3.19 | 0.1064 | VACANT | Vacant - off
2024-07-12T06:15:00 | 0 |  | 0 | 0.0518 | 0.0833 | 0 | 0 | 3.65 | 0 | 27 | within_range | 0.78 | 0.0259 | VACANT | Vacant - off
2024-07-12T06:30:00 | 0 |  | 0 | 0.0533 | 0.0967 | 0 | 0 | 3.65 | 0 | 27 | within_range | 0.8 | 0.0267 | VACANT | Vacant - off
2024-07-12T06:45:00 | 0 |  | 0 | 0.1877 | 0.0473 | 0 | 0 | 3.65 | 0 | 27 | within_range | 2.82 | 0.0939 | VACANT | Vacant - off
2024-07-12T07:00:00 | 0 |  | 0 | 0 | 0.18 | 0.0427 | 0 | 3.94 | 0 | 25.2 | within_range | 0 | 0 | VACANT | Vacant - off
2024-07-12T07:15:00 | 0 |  | 0 | 0.0175 | 0.225 | 0 | 0 | 3.94 | 0 | 25.6 | within_range | 0.44 | 0.0088 | VACANT | Vacant - off
2024-07-12T07:30:00 | 0 |  | 0 | 0 | 0.22 | 0.0047 | 0 | 3.95 | 0 | 25.3 | within_range | 0 | 0 | VACANT | Vacant - off
2024-07-12T07:45:00 | 0 |  | 0 | 0 | 0.2175 | 0.0071 | 0 | 3.95 | 0 | 25.4 | within_range | 0 | 0 | VACANT | Vacant - off
2024-07-12T08:00:00 | 0 |  | 0 | 0 | 0.1375 | 0.0831 | 0 | 4.69 | 0 | 25.8 | within_range | 0 | 0 | VACANT | Vacant - off
2024-07-12T08:15:00 | 0 |  | 0 | 0 | 0.1925 | 0.0309 | 0 | 4.85 | 0 | 25.8 | within_range | 0 | 0 | VACANT | Vacant - off
2024-07-12T08:30:00 | 0 |  | 1 | 0 | 0.195 | 0.0285 | 0 | 5.12 | 0.0125 | 25 | within_range | 0 | 0 | SOLAR_AVAILABLE | FREE solar! (0.22 kWh)
2024-07-12T08:45:00 | 0 |  | 1 | 0 | 0.14 | 0.0807 | 0 | 5.96 | 0.0125 | 25 | within_range | 0 | 0 | SOLAR_AVAILABLE | FREE solar! (0.22 kWh)
2024-07-12T09:00:00 | 0 |  | 1 | 0 | 0.1925 | 0.0309 | 0 | 6.25 | 0.0125 | 25.2 | within_range | 0 | 0 | SOLAR_AVAILABLE | FREE solar! (0.22 kWh)
2024-07-12T09:15:00 | 0 |  | 1 | 0 | 0.185 | 0.038 | 0 | 6.62 | 0.0125 | 25.2 | within_range | 0 | 0 | SOLAR_AVAILABLE | FREE solar! (0.22 kWh)
2024-07-12T09:30:00 | 0 |  | 1 | 0.0175 | 0.225 | 0 | 0 | 6.62 | 0.0125 | 25.2 | within_range | 0.44 | 0.0088 | SOLAR_AVAILABLE | FREE solar! (0.22 kWh)
2024-07-12T09:45:00 | 0 |  | 1 | 0 | 0.155 | 0.0665 | 0 | 7.3 | 0.0125 | 25.1 | within_range | 0 | 0 | SOLAR_AVAILABLE | FREE solar! (0.22 kWh)
2024-07-12T10:00:00 | 0 |  | 1 | 0 | 0.16 | 0.0617 | 0 | 7.94 | 0.0125 | 25.7 | within_range | 0 | 0 | SOLAR_AVAILABLE | FREE solar! (0.22 kWh)
2024-07-12T10:15:00 | 0 |  | 1 | 0.03 | 0.225 | 0 | 0 | 7.94 | 0.0125 | 25.4 | within_range | 0.75 | 0.015 | SOLAR_AVAILABLE | FREE solar! (0.22 kWh)
2024-07-12T10:30:00 | 0 |  | 1 | 0 | 0.1475 | 0.0736 | 0 | 8.7 | 0.0125 | 25.5 | within_range | 0 | 0 | SOLAR_AVAILABLE | FREE solar! (0.22 kWh)
2024-07-12T10:45:00 | 0 |  | 1 | 0 | 0.1875 | 0.0356 | 0 | 9.04 | 0.0125 | 25.5 | within_range | 0 | 0 | SOLAR_AVAILABLE | FREE solar! (0.22 kWh)
2024-07-12T11:00:00 | 0 |  | 1 | 0.0225 | 0.225 | 0 | 0 | 9.04 | 0.0125 | 25.7 | within_range | 0.56 | 0.0112 | SOLAR_AVAILABLE | FREE solar! (0.22 kWh)
2024-07-12T11:15:00 | 0 |  | 1 | 0 | 0.21 | 0.0142 | 0 | 9.15 | 0.0125 | 25.5 | within_range | 0 | 0 | SOLAR_AVAILABLE | FREE solar! (0.22 kWh)
2024-07-12T11:30:00 | 0 |  | 1 | 0.025 | 0.225 | 0 | 0 | 9.15 | 0.0125 | 27.6 | warning | 0.62 | 0.0125 | SOLAR_AVAILABLE | FREE solar! (0.22 kWh)
2024-07-12T11:45:00 | 1 | 20 | 0 | 0.3775 | 0.225 | 0 | 0 | 9.15 | 0.375 | 22 | within_range | 9.44 | 0.1888 | SOLAR_AVAILABLE | FREE solar! (0.22 kWh)
2024-07-12T12:00:00 | 0 |  | 1 | 0 | 0.1675 | 0.0546 | 0 | 9.71 | 0.0125 | 26 | within_range | 0 | 0 | SOLAR_AVAILABLE | FREE solar! (0.22 kWh)
2024-07-12T12:15:00 | 0 |  | 1 | 0 | 0.185 | 0.038 | 0 | 10.08 | 0.0125 | 25.7 | within_range | 0 | 0 | SOLAR_AVAILABLE | FREE solar! (0.22 kWh)
2024-07-12T12:30:00 | 0 |  | 1 | 0.005 | 0.225 | 0 | 0 | 10.08 | 0.0125 | 25.9 | within_range | 0.12 | 0.0025 | SOLAR_AVAILABLE | FREE solar! (0.22 kWh)
2024-07-12T12:45:00 | 0 |  | 1 | 0 | 0.14 | 0.0807 | 0 | 10.92 | 0.0125 | 25.6 | within_range | 0 | 0 | SOLAR_AVAILABLE | FREE solar! (0.22 kWh)
2024-07-12T13:00:00 | 0 |  | 1 | 0 | 0.1625 | 0.0594 | 0 | 11.53 | 0.0125 | 25.6 | within_range | 0 | 0 | SOLAR_AVAILABLE | FREE solar! (0.22 kWh)
2024-07-12T13:15:00 | 0 |  | 1 | 0 | 0.1475 | 0.0736 | 0 | 12.29 | 0.0125 | 25.8 | within_range | 0 | 0 | SOLAR_AVAILABLE | FREE solar! (0.22 kWh)
2024-07-12T13:30:00 | 0 |  | 1 | 0 | 0.1575 | 0.0641 | 0 | 12.95 | 0.0125 | 26.6 | warning | 0 | 0 | SOLAR_AVAILABLE | FREE solar! (0.22 kWh)
2024-07-12T13:45:00 | 0 |  | 1 | 0.0375 | 0.225 | 0 | 0 | 12.95 | 0.0125 | 25.6 | within_range | 0.94 | 0.0187 | SOLAR_AVAILABLE | FREE solar! (0.22 kWh)
2024-07-12T14:00:00 | 0 |  | 1 | 0 | 0.1675 | 0.0546 | 0 | 13.5 | 0.0125 | 25.5 | within_range | 0 | 0 | SOLAR_AVAILABLE | FREE solar! (0.22 kWh)
2024-07-12T14:15:00 | 0 |  | 1 | 0 | 0.1625 | 0 | 0 | 13.5 | 0.0125 | 25.6 | within_range | 0 | 0 | SOLAR_AVAILABLE | FREE solar! (0.22 kWh)
2024-07-12T14:30:00 | 0 |  | 1 | 0 | 0.2225 | 0 | 0 | 13.5 | 0.0125 | 25.5 | within_range | 0 | 0 | SOLAR_AVAILABLE | FREE solar! (0.22 kWh)
2024-07-12T14:45:00 | 0 |  | 1 | 0 | 0.185 | 0 | 0 | 13.5 | 0.0125 | 25.4 | within_range | 0 | 0 | SOLAR_AVAILABLE | FREE solar! (0.22 kWh)
2024-07-12T15:00:00 | 0 |  | 1 | 0 | 0.2075 | 0 | 0 | 13.5 | 0.0125 | 25.2 | within_range | 0 | 0 | SOLAR_AVAILABLE | FREE solar! (0.22 kWh)
2024-07-12T15:15:00 | 0 |  | 1 | 0 | 0.19 | 0 | 0 | 13.5 | 0.0125 | 25.2 | within_range | 0 | 0 | SOLAR_AVAILABLE | FREE solar! (0.22 kWh)
2024-07-12T15:30:00 | 0 |  | 1 | 0 | 0.215 | 0 | 0 | 13.5 | 0.0125 | 25.1 | within_range | 0 | 0 | SOLAR_AVAILABLE | FREE solar! (0.22 kWh)
2024-07-12T15:45:00 | 0 |  | 1 | 0.035 | 0.225 | 0 | 0 | 13.5 | 0.0125 | 25.3 | within_range | 0.88 | 0.0175 | SOLAR_AVAILABLE | FREE solar! (0.22 kWh)
2024-07-12T16:00:00 | 0 |  | 1 | 0.01 | 0.225 | 0 | 0 | 13.5 | 0.0125 | 24.9 | within_range | 0.25 | 0.005 | SOLAR_AVAILABLE | FREE solar! (0.22 kWh)
2024-07-12T16:15:00 | 0 |  | 0 | 0 | 0.1675 | 0 | 0 | 13.5 | 0 | 25.7 | within_range | 0 | 0 | VACANT | Vacant - off
2024-07-12T16:30:00 | 0 |  | 1 | 0.0275 | 0.225 | 0 | 0 | 13.5 | 0.0125 | 24.9 | within_range | 0.69 | 0.0138 | SOLAR_AVAILABLE | FREE solar! (0.22 kWh)
2024-07-12T16:45:00 | 0 |  | 1 | 0 | 0.1925 | 0 | 0 | 13.5 | 0.0125 | 25 | within_range | 0 | 0 | SOLAR_AVAILABLE | FREE solar! (0.22 kWh)
2024-07-12T17:00:00 | 0 |  | 0 | 0 | 0.22 | 0 | 0 | 6.9 | 0 | 25.3 | within_range | 0 | 0 | VACANT | Vacant - off
2024-07-12T17:15:00 | 0 |  | 0 | 0 | 0.1925 | 0 | 0 | 2.69 | 0 | 25.3 | within_range | 0 | 0 | VACANT | Vacant - off
2024-07-12T17:30:00 | 0 |  | 0 | 0 | 0.165 | 0 | 0 | 2.69 | 0 | 25.3 | within_range | 0 | 0 | VACANT | Vacant - off
2024-07-12T17:45:00 | 0 |  | 0 | 0 | 0.1925 | 0 | 0 | 2.69 | 0 | 25.3 | within_range | 0 | 0 | VACANT | Vacant - off
2024-07-12T18:00:00 | 0 |  | 0 | 0.04 | 0.18 | 0 | 0 | 2.69 | 0 | 25.1 | within_range | 1.8 | 0.02 | VACANT | Vacant - off
2024-07-12T18:15:00 | 0 |  | 0 | 0.1218 | 0.0158 | 0 | 0 | 2.69 | 0 | 25 | within_range | 5.48 | 0.0609 | VACANT | Vacant - off
2024-07-12T18:30:00 | 0 |  | 0 | 0.181 | 0.009 | 0 | 0 | 2.69 | 0 | 24.9 | within_range | 8.14 | 0.0905 | VACANT | Vacant - off
2024-07-12T18:45:00 | 0 |  | 0 | 0.03 | 0.1125 | 0 | 0 | 2.69 | 0 | 25 | within_range | 1.35 | 0.015 | VACANT | Vacant - off
2024-07-12T19:00:00 | 0 |  | 0 | 0.1725 | 0 | 0 | 0 | 2.69 | 0 | 24.9 | within_range | 7.76 | 0.0862 | VACANT | Vacant - off
2024-07-12T19:15:00 | 0 |  | 0 | 0 | 0.14 | 0 | 0 | 2.69 | 0 | 25.2 | within_range | 0 | 0 | VACANT | Vacant - off
2024-07-12T19:30:00 | 0 |  | 0 | 0.1623 | 0.0427 | 0 | 0 | 2.69 | 0 | 25 | within_range | 7.3 | 0.0811 | VACANT | Vacant - off
2024-07-12T19:45:00 | 0 |  | 0 | 0.205 | 0.0225 | 0 | 0 | 2.69 | 0 | 24.9 | within_range | 9.22 | 0.1025 | VACANT | Vacant - off
2024-07-12T20:00:00 | 0 |  | 0 | 0.1375 | 0 | 0 | 0 | 2.69 | 0 | 25 | within_range | 6.19 | 0.0688 | VACANT | Vacant - off
2024-07-12T20:15:00 | 0 |  | 0 | 0.176 | 0.009 | 0 | 0 | 2.69 | 0 | 24.9 | within_range | 7.92 | 0.088 | VACANT | Vacant - off
2024-07-12T20:30:00 | 0 |  | 0 | 0.135 | 0 | 0 | 0 | 2.69 | 0 | 25 | within_range | 6.08 | 0.0675 | VACANT | Vacant - off
2024-07-12T20:45:00 | 0 |  | 0 | 0.215 | 0 | 0 | 0 | 2.69 | 0 | 25 | within_range | 9.68 | 0.1075 | VACANT | Vacant - off
2024-07-12T21:00:00 | 0 |  | 0 | 0.2115 | 0.036 | 0 | 0 | 2.69 | 0 | 25 | within_range | 9.52 | 0.1057 | VACANT | Vacant - off
2024-07-12T21:15:00 | 0 |  | 0 | 0.2425 | 0 | 0 | 0 | 2.69 | 0 | 25 | within_range | 10.91 | 0.1212 | VACANT | Vacant - off
2024-07-12T21:30:00 | 0 |  | 0 | 0.2475 | 0 | 0 | 0 | 2.69 | 0 | 24.9 | within_range | 11.14 | 0.1237 | VACANT | Vacant - off
2024-07-12T21:45:00 | 0 |  | 0 | 0.14 | 0 | 0 | 0 | 2.69 | 0 | 25 | within_range | 6.3 | 0.07 | VACANT | Vacant - off
2024-07-12T22:00:00 | 0 |  | 0 | 0.1205 | 0.0495 | 0 | 0 | 2.69 | 0 | 24 | within_range | 1.81 | 0.0602 | VACANT | Vacant - off
2024-07-12T22:15:00 | 0 |  | 0 | 0.0277 | 0.1823 | 0 | 0 | 2.69 | 0 | 24 | within_range | 0.42 | 0.0138 | VACANT | Vacant - off
2024-07-12T22:30:00 | 0 |  | 0 | 0.15 | 0 | 0 | 0 | 2.69 | 0 | 24 | within_range | 2.25 | 0.075 | VACANT | Vacant - off
2024-07-12T22:45:00 | 0 |  | 0 | 0.1975 | 0 | 0 | 0 | 2.69 | 0 | 24 | within_range | 2.96 | 0.0988 | VACANT | Vacant - off
2024-07-12T23:00:00 | 0 |  | 0 | 0.2375 | 0 | 0 | 0 | 2.69 | 0 | 24 | within_range | 3.56 | 0.1187 | VACANT | Vacant - off
2024-07-12T23:15:00 | 0 |  | 0 | 0.045 | 0.1125 | 0 | 0 | 2.69 | 0 | 24 | within_range | 0.67 | 0.0225 | VACANT | Vacant - off
2024-07-12T23:30:00 | 0 |  | 0 | 0.0793 | 0.0833 | 0 | 0 | 2.69 | 0 | 24.9 | within_range | 1.19 | 0.0396 | VACANT | Vacant - off
2024-07-12T23:45:00 | 0 |  | 0 | 0.165 | 0 | 0 | 0 | 2.69 | 0 | 25.6 | within_range | 2.48 | 0.0825 | VACANT | Vacant - off
2024-07-13T00:00:00 | 0 |  | 0 | 0.1545 | 0.063 | 0 | 0 | 2.69 | 0 | 24 | within_range | 2.32 | 0.0772 | VACANT | Vacant - off
2024-07-13T00:15:00 | 0 |  | 0 | 0.1775 | 0 | 0 | 0 | 2.69 | 0 | 24 | within_range | 2.66 | 0.0887 | VACANT | Vacant - off
2024-07-13T00:30:00 | 0 |  | 0 | 0.1427 | 0.0473 | 0 | 0 | 2.69 | 0 | 24 | within_range | 2.14 | 0.0713 | VACANT | Vacant - off
2024-07-13T00:45:00 | 0 |  | 0 | 0.21 | 0 | 0 | 0 | 2.69 | 0 | 24.4 | within_range | 3.15 | 0.105 | VACANT | Vacant - off
2024-07-13T01:00:00 | 0 |  | 0 | 0.0838 | 0.0788 | 0 | 0 | 2.69 | 0 | 24 | within_range | 1.26 | 0.0419 | VACANT | Vacant - off
2024-07-13T01:15:00 | 0 |  | 0 | 0.24 | 0 | 0 | 0 | 2.69 | 0 | 24.4 | within_range | 3.6 | 0.12 | VACANT | Vacant - off
2024-07-13T01:30:00 | 0 |  | 0 | 0.2375 | 0 | 0 | 0 | 2.69 | 0 | 24 | within_range | 3.56 | 0.1187 | VACANT | Vacant - off
2024-07-13T01:45:00 | 0 |  | 0 | 0.1975 | 0 | 0 | 0 | 2.69 | 0 | 24.8 | within_range | 2.96 | 0.0988 | VACANT | Vacant - off
2024-07-13T02:00:00 | 0 |  | 0 | 0.24 | 0 | 0 | 0 | 2.69 | 0 | 24 | within_range | 3.6 | 0.12 | VACANT | Vacant - off
2024-07-13T02:15:00 | 0 |  | 0 | 0.155 | 0 | 0 | 0 | 2.69 | 0 | 26.2 | within_range | 2.33 | 0.0775 | VACANT | Vacant - off
2024-07-13T02:30:00 | 0 |  | 0 | 0.16 | 0 | 0 | 0 | 2.69 | 0 | 24.6 | within_range | 2.4 | 0.08 | VACANT | Vacant - off
2024-07-13T02:45:00 | 0 |  | 0 | 0.0345 | 0.1305 | 0 | 0 | 2.69 | 0 | 24 | within_range | 0.52 | 0.0173 | VACANT | Vacant - off
2024-07-13T03:00:00 | 0 |  | 0 | 0.115 | 0.0675 | 0 | 0 | 2.69 | 0 | 26.6 | within_range | 1.73 | 0.0575 | VACANT | Vacant - off
2024-07-13T03:15:00 | 0 |  | 0 | 0.2275 | 0 | 0 | 0 | 2.69 | 0 | 24 | within_range | 3.41 | 0.1138 | VACANT | Vacant - off
2024-07-13T03:30:00 | 0 |  | 0 | 0.1673 | 0.0653 | 0 | 0 | 2.69 | 0 | 26.5 | within_range | 2.51 | 0.0837 | VACANT | Vacant - off
2024-07-13T03:45:00 | 0 |  | 0 | 0.25 | 0 | 0 | 0 | 2.69 | 0 | 25.5 | within_range | 3.75 | 0.125 | VACANT | Vacant - off
2024-07-13T04:00:00 | 0 |  | 0 | 0.225 | 0 | 0 | 0 | 2.69 | 0 | 24 | within_range | 3.38 | 0.1125 | VACANT | Vacant - off
2024-07-13T04:15:00 | 0 |  | 0 | 0.175 | 0 | 0 | 0 | 2.69 | 0 | 27 | within_range | 2.62 | 0.0875 | VACANT | Vacant - off
2024-07-13T04:30:00 | 0 |  | 0 | 0.145 | 0 | 0 | 0 | 2.69 | 0 | 27 | within_range | 2.17 | 0.0725 | VACANT | Vacant - off
2024-07-13T04:45:00 | 0 |  | 0 | 0.1425 | 0 | 0 | 0 | 2.69 | 0 | 26.1 | within_range | 2.14 | 0.0712 | VACANT | Vacant - off
2024-07-13T05:00:00 | 0 |  | 0 | 0.1475 | 0 | 0 | 0 | 2.69 | 0 | 27 | within_range | 2.21 | 0.0737 | VACANT | Vacant - off
2024-07-13T05:15:00 | 0 |  | 0 | 0.1113 | 0.0562 | 0 | 0 | 2.69 | 0 | 27 | within_range | 1.67 | 0.0556 | VACANT | Vacant - off
2024-07-13T05:30:00 | 0 |  | 0 | 0.1625 | 0 | 0 | 0 | 2.69 | 0 | 26.9 | within_range | 2.44 | 0.0813 | VACANT | Vacant - off
2024-07-13T05:45:00 | 0 |  | 0 | 0.215 | 0 | 0 | 0 | 2.69 | 0 | 27 | within_range | 3.23 | 0.1075 | VACANT | Vacant - off
2024-07-13T06:00:00 | 0 |  | 0 | 0.1675 | 0 | 0 | 0 | 2.69 | 0 | 27 | within_range | 2.51 | 0.0838 | VACANT | Vacant - off
2024-07-13T06:15:00 | 0 |  | 0 | 0.1098 | 0.0427 | 0 | 0 | 2.69 | 0 | 27 | within_range | 1.65 | 0.0549 | VACANT | Vacant - off
2024-07-13T06:30:00 | 0 |  | 0 | 0.1875 | 0 | 0 | 0 | 2.69 | 0 | 27 | within_range | 2.81 | 0.0938 | VACANT | Vacant - off
2024-07-13T06:45:00 | 0 |  | 0 | 0.1433 | 0.0967 | 0 | 0 | 2.69 | 0 | 27.6 | within_range | 2.15 | 0.0717 | VACANT | Vacant - off
2024-07-13T07:00:00 | 0 |  | 0 | 0.0125 | 0.225 | 0 | 0 | 2.69 | 0 | 25.4 | within_range | 0.31 | 0.0063 | VACANT | Vacant - off
2024-07-13T07:15:00 | 0 |  | 0 | 0 | 0.175 | 0.0475 | 0 | 3.04 | 0 | 25.3 | within_range | 0 | 0 | VACANT | Vacant - off
2024-07-13T07:30:00 | 0 |  | 0 | 0 | 0.17 | 0.0522 | 0 | 3.43 | 0 | 25.3 | within_range | 0 | 0 | VACANT | Vacant - off
2024-07-13T07:45:00 | 0 |  | 0 | 0 | 0.165 | 0.057 | 0 | 3.88 | 0 | 25.2 | within_range | 0 | 0 | VACANT | Vacant - off
2024-07-13T08:00:00 | 0 |  | 1 | 0 | 0.19 | 0.0332 | 0 | 4.2 | 0.0125 | 25 | within_range | 0 | 0 | SOLAR_AVAILABLE | FREE solar! (0.22 kWh)
2024-07-13T08:15:00 | 0 |  | 0 | 0.015 | 0.225 | 0 | 0 | 4.2 | 0 | 25.8 | within_range | 0.38 | 0.0075 | VACANT | Vacant - off
2024-07-13T08:30:00 | 0 |  | 0 | 0 | 0.195 | 0.0285 | 0 | 4.34 | 0 | 25.8 | within_range | 0 | 0 | VACANT | Vacant - off
2024-07-13T08:45:00 | 0 |  | 0 | 0 | 0.1875 | 0.0356 | 0 | 4.55 | 0 | 25.8 | within_range | 0 | 0 | VACANT | Vacant - off
2024-07-13T09:00:00 | 0 |  | 1 | 0 | 0.225 | 0 | 0 | 4.56 | 0.0125 | 24.9 | within_range | 0 | 0 | SOLAR_AVAILABLE | FREE solar! (0.22 kWh)
2024-07-13T09:15:00 | 0 |  | 1 | 0 | 0.1375 | 0.0831 | 0 | 5.43 | 0.0125 | 25.1 | within_range | 0 | 0 | SOLAR_AVAILABLE | FREE solar! (0.22 kWh)
2024-07-13T09:30:00 | 0 |  | 1 | 0.0225 | 0.225 | 0 | 0 | 5.43 | 0.0125 | 27.4 | warning | 0.56 | 0.0112 | SOLAR_AVAILABLE | FREE solar! (0.22 kWh)
2024-07-13T09:45:00 | 0 |  | 1 | 0 | 0.1475 | 0.0736 | 0 | 6.19 | 0.0125 | 25.1 | within_range | 0 | 0 | SOLAR_AVAILABLE | FREE solar! (0.22 kWh)
2024-07-13T10:00:00 | 0 |  | 1 | 0 | 0.15 | 0.0712 | 0 | 6.93 | 0.0125 | 25.5 | within_range | 0 | 0 | SOLAR_AVAILABLE | FREE solar! (0.22 kWh)
2024-07-13T10:15:00 | 0 |  | 1 | 0 | 0.205 | 0.019 | 0 | 7.09 | 0.0125 | 25.5 | within_range | 0 | 0 | SOLAR_AVAILABLE | FREE solar! (0.22 kWh)
2024-07-13T10:30:00 | 0 |  | 1 | 0.0275 | 0.225 | 0 | 0 | 7.09 | 0.0125 | 26.6 | warning | 0.69 | 0.0138 | SOLAR_AVAILABLE | FREE solar! (0.22 kWh)
2024-07-13T10:45:00 | 0 |  | 1 | 0 | 0.215 | 0.0095 | 0 | 7.16 | 0.0125 | 25.5 | within_range | 0 | 0 | SOLAR_AVAILABLE | FREE solar! (0.22 kWh)
2024-07-13T11:00:00 | 0 |  | 1 | 0 | 0.1825 | 0.0404 | 0 | 7.55 | 0.0125 | 25.7 | within_range | 0 | 0 | SOLAR_AVAILABLE | FREE solar! (0.22 kWh)
2024-07-13T11:15:00 | 0 |  | 1 | 0 | 0.1825 | 0.0404 | 0 | 7.95 | 0.0125 | 27.6 | warning | 0 | 0 | SOLAR_AVAILABLE | FREE solar! (0.22 kWh)
2024-07-13T11:30:00 | 1 | 20 | 0 | 0.3875 | 0.225 | 0 | 0 | 7.95 | 0.375 | 22 | within_range | 9.69 | 0.1938 | SOLAR_AVAILABLE | FREE solar! (0.22 kWh)
2024-07-13T11:45:00 | 0 |  | 1 | 0.0175 | 0.225 | 0 | 0 | 7.95 | 0.0125 | 25.6 | within_range | 0.44 | 0.0088 | SOLAR_AVAILABLE | FREE solar! (0.22 kWh)
2024-07-13T12:00:00 | 0 |  | 1 | 0 | 0.15 | 0.0712 | 0 | 8.69 | 0.0125 | 25.6 | within_range | 0 | 0 | SOLAR_AVAILABLE | FREE solar! (0.22 kWh)
2024-07-13T12:15:00 | 0 |  | 1 | 0 | 0.1625 | 0.0594 | 0 | 9.29 | 0.0125 | 25.7 | within_range | 0 | 0 | SOLAR_AVAILABLE | FREE solar! (0.22 kWh)
2024-07-13T12:30:00 | 0 |  | 1 | 0 | 0.16 | 0.0617 | 0 | 9.92 | 0.0125 | 25.7 | within_range | 0 | 0 | SOLAR_AVAILABLE | FREE solar! (0.22 kWh)
2024-07-13T12:45:00 | 0 |  | 1 | 0.0325 | 0.225 | 0 | 0 | 9.92 | 0.0125 | 27.6 | warning | 0.81 | 0.0163 | SOLAR_AVAILABLE | FREE solar! (0.22 kWh)
2024-07-13T13:00:00 | 0 |  | 1 | 0.0325 | 0.225 | 0 | 0 | 9.92 | 0.0125 | 25.5 | within_range | 0.81 | 0.0163 | SOLAR_AVAILABLE | FREE solar! (0.22 kWh)
2024-07-13T13:15:00 | 0 |  | 1 | 0 | 0.175 | 0.0475 | 0 | 10.4 | 0.0125 | 25.6 | within_range | 0 | 0 | SOLAR_AVAILABLE | FREE solar! (0.22 kWh)
2024-07-13T13:30:00 | 0 |  | 1 | 0 | 0.215 | 0.0095 | 0 | 10.47 | 0.0125 | 25.9 | within_range | 0 | 0 | SOLAR_AVAILABLE | FREE solar! (0.22 kWh)
2024-07-13T13:45:00 | 0 |  | 1 | 0 | 0.195 | 0.0285 | 0 | 10.73 | 0.0125 | 25.5 | within_range | 0 | 0 | SOLAR_AVAILABLE | FREE solar! (0.22 kWh)
2024-07-13T14:00:00 | 0 |  | 1 | 0 | 0.2225 | 0.0024 | 0 | 10.76 | 0.0125 | 25.4 | within_range | 0 | 0 | SOLAR_AVAILABLE | FREE solar! (0.22 kWh)
2024-07-13T14:15:00 | 0 |  | 1 | 0 | 0.2025 | 0.0214 | 0 | 10.95 | 0.0125 | 25.9 | within_range | 0 | 0 | SOLAR_AVAILABLE | FREE solar! (0.22 kWh)
2024-07-13T14:30:00 | 0 |  | 1 | 0 | 0.1825 | 0.0404 | 0 | 11.34 | 0.0125 | 25.7 | within_range | 0 | 0 | SOLAR_AVAILABLE | FREE solar! (0.22 kWh)
2024-07-13T14:45:00 | 0 |  | 1 | 0 | 0.195 | 0.0285 | 0 | 11.61 | 0.0125 | 25.5 | within_range | 0 | 0 | SOLAR_AVAILABLE | FREE solar! (0.22 kWh)
2024-07-13T15:00:00 | 0 |  | 1 | 0 | 0.185 | 0.038 | 0 | 11.98 | 0.0125 | 25.2 | within_range | 0 | 0 | SOLAR_AVAILABLE | FREE solar! (0.22 kWh)
2024-07-13T15:15:00 | 0 |  | 1 | 0 | 0.15 | 0.0712 | 0 | 12.72 | 0.0125 | 25.1 | within_range | 0 | 0 | SOLAR_AVAILABLE | FREE solar! (0.22 kWh)
2024-07-13T15:30:00 | 0 |  | 1 | 0.025 | 0.225 | 0 | 0 | 12.72 | 0.0125 | 25.2 | within_range | 0.62 | 0.0125 | SOLAR_AVAILABLE | FREE solar! (0.22 kWh)
2024-07-13T15:45:00 | 0 |  | 1 | 0 | 0.19 | 0.0332 | 0 | 13.04 | 0.0125 | 25.2 | within_range | 0 | 0 | SOLAR_AVAILABLE | FREE solar! (0.22 kWh)
2024-07-13T16:00:00 | 0 |  | 1 | 0 | 0.1375 | 0.0831 | 0 | 13.5 | 0.0125 | 24.9 | within_range | 0 | 0 | SOLAR_AVAILABLE | FREE solar! (0.22 kWh)
2024-07-13T16:15:00 | 0 |  | 0 | 0 | 0.1525 | 0 | 0 | 13.5 | 0 | 25.8 | within_range | 0 | 0 | VACANT | Vacant - off
2024-07-13T16:30:00 | 0 |  | 1 | 0 | 0.1475 | 0 | 0 | 13.5 | 0.0125 | 25 | within_range | 0 | 0 | SOLAR_AVAILABLE | FREE solar! (0.22 kWh)
2024-07-13T16:45:00 | 0 |  | 0 | 0 | 0.19 | 0 | 0 | 13.5 | 0 | 25.7 | within_range | 0 | 0 | VACANT | Vacant - off
2024-07-13T17:00:00 | 0 |  | 0 | 0 | 0.195 | 0 | 0 | 7.47 | 0 | 25.4 | within_range | 0 | 0 | VACANT | Vacant - off
2024-07-13T17:15:00 | 0 |  | 0 | 0 | 0.1375 | 0 | 0 | 2.7 | 0 | 25.2 | within_range | 0 | 0 | VACANT | Vacant - off
2024-07-13T17:30:00 | 0 |  | 0 | 0 | 0.1475 | 0 | 0 | 2.7 | 0 | 25.4 | within_range | 0 | 0 | VACANT | Vacant - off
2024-07-13T17:45:00 | 0 |  | 0 | 0.0025 | 0.225 | 0 | 0 | 2.7 | 0 | 25.6 | within_range | 0.11 | 0.0013 | VACANT | Vacant - off
2024-07-13T18:00:00 | 0 |  | 0 | 0.1305 | 0.0045 | 0 | 0 | 2.7 | 0 | 24.9 | within_range | 5.87 | 0.0653 | VACANT | Vacant - off
2024-07-13T18:15:00 | 0 |  | 0 | 0.1575 | 0 | 0 | 0 | 2.7 | 0 | 24.9 | within_range | 7.09 | 0.0788 | VACANT | Vacant - off
2024-07-13T18:30:00 | 0 |  | 0 | 0.16 | 0 | 0 | 0 | 2.7 | 0 | 24.9 | within_range | 7.2 | 0.08 | VACANT | Vacant - off
2024-07-13T18:45:00 | 0 |  | 0 | 0.1775 | 0 | 0 | 0 | 2.7 | 0 | 24.9 | within_range | 7.99 | 0.0887 | VACANT | Vacant - off
2024-07-13T19:00:00 | 0 |  | 0 | 0.2 | 0 | 0 | 0 | 2.7 | 0 | 24.9 | within_range | 9 | 0.1 | VACANT | Vacant - off
2024-07-13T19:15:00 | 0 |  | 0 | 0.128 | 0.0495 | 0 | 0 | 2.7 | 0 | 25 | within_range | 5.76 | 0.064 | VACANT | Vacant - off
2024-07-13T19:30:00 | 0 |  | 0 | 0.152 | 0.018 | 0 | 0 | 2.7 | 0 | 25 | within_range | 6.84 | 0.076 | VACANT | Vacant - off
2024-07-13T19:45:00 | 0 |  | 0 | 0.021 | 0.1215 | 0 | 0 | 2.7 | 0 | 25.1 | within_range | 0.95 | 0.0105 | VACANT | Vacant - off
2024-07-13T20:00:00 | 0 |  | 0 | 0.2475 | 0 | 0 | 0 | 2.7 | 0 | 24 | within_range | 11.14 | 0.1237 | VACANT | Vacant - off
2024-07-13T20:15:00 | 0 |  | 0 | 0.1875 | 0 | 0 | 0 | 2.7 | 0 | 25 | within_range | 8.44 | 0.0938 | VACANT | Vacant - off
2024-07-13T20:30:00 | 0 |  | 0 | 0.153 | 0.0045 | 0 | 0 | 2.7 | 0 | 24.5 | within_range | 6.88 | 0.0765 | VACANT | Vacant - off
2024-07-13T20:45:00 | 0 |  | 0 | 0.14 | 0 | 0 | 0 | 2.7 | 0 | 24 | within_range | 6.3 | 0.07 | VACANT | Vacant - off
2024-07-13T21:00:00 | 0 |  | 0 | 0.0963 | 0.0338 | 0 | 0 | 2.7 | 0 | 24 | within_range | 4.33 | 0.0481 | VACANT | Vacant - off
2024-07-13T21:15:00 | 0 |  | 0 | 0.055 | 0.09 | 0 | 0 | 2.7 | 0 | 24 | within_range | 2.48 | 0.0275 | VACANT | Vacant - off
2024-07-13T21:30:00 | 0 |  | 0 | 0.2405 | 0.0045 | 0 | 0 | 2.7 | 0 | 24 | within_range | 10.82 | 0.1202 | VACANT | Vacant - off
2024-07-13T21:45:00 | 0 |  | 0 | 0.1425 | 0 | 0 | 0 | 2.7 | 0 | 25 | within_range | 6.41 | 0.0712 | VACANT | Vacant - off
2024-07-13T22:00:00 | 0 |  | 0 | 0.1525 | 0 | 0 | 0 | 2.7 | 0 | 24.6 | within_range | 2.29 | 0.0762 | VACANT | Vacant - off
2024-07-13T22:15:00 | 0 |  | 0 | 0.116 | 0.0315 | 0 | 0 | 2.7 | 0 | 24 | within_range | 1.74 | 0.058 | VACANT | Vacant - off
2024-07-13T22:30:00 | 0 |  | 0 | 0.2025 | 0 | 0 | 0 | 2.7 | 0 | 24 | within_range | 3.04 | 0.1013 | VACANT | Vacant - off
2024-07-13T22:45:00 | 0 |  | 0 | 0.2375 | 0 | 0 | 0 | 2.7 | 0 | 24 | within_range | 3.56 | 0.1187 | VACANT | Vacant - off
2024-07-13T23:00:00 | 0 |  | 0 | 0.1265 | 0.081 | 0 | 0 | 2.7 | 0 | 24 | within_range | 1.9 | 0.0633 | VACANT | Vacant - off
2024-07-13T23:15:00 | 0 |  | 0 | 0.2025 | 0 | 0 | 0 | 2.7 | 0 | 24 | within_range | 3.04 | 0.1013 | VACANT | Vacant - off
2024-07-13T23:30:00 | 0 |  | 0 | 0.0695 | 0.0855 | 0 | 0 | 2.7 | 0 | 24 | within_range | 1.04 | 0.0348 | VACANT | Vacant - off
2024-07-13T23:45:00 | 0 |  | 0 | 0.1402 | 0.0473 | 0 | 0 | 2.7 | 0 | 24 | within_range | 2.1 | 0.0701 | VACANT | Vacant - off
2024-07-14T00:00:00 | 0 |  | 0 | 0.1825 | 0 | 0 | 0 | 2.7 | 0 | 24 | within_range | 2.74 | 0.0912 | VACANT | Vacant - off
2024-07-14T00:15:00 | 0 |  | 0 | 0.0468 | 0.1057 | 0 | 0 | 2.7 | 0 | 24 | within_range | 0.7 | 0.0234 | VACANT | Vacant - off
2024-07-14T00:30:00 | 0 |  | 0 | 0.0878 | 0.1597 | 0 | 0 | 2.7 | 0 | 26.8 | within_range | 1.32 | 0.0439 | VACANT | Vacant - off
2024-07-14T00:45:00 | 0 |  | 0 | 0.195 | 0 | 0 | 0 | 2.7 | 0 | 24 | within_range | 2.93 | 0.0975 | VACANT | Vacant - off
2024-07-14T01:00:00 | 0 |  | 0 | 0.1575 | 0.045 | 0 | 0 | 2.7 | 0 | 24 | within_range | 2.36 | 0.0788 | VACANT | Vacant - off
2024-07-14T01:15:00 | 0 |  | 0 | 0.1825 | 0 | 0 | 0 | 2.7 | 0 | 24 | within_range | 2.74 | 0.0912 | VACANT | Vacant - off
2024-07-14T01:30:00 | 0 |  | 0 | 0.24 | 0 | 0 | 0 | 2.7 | 0 | 24 | within_range | 3.6 | 0.12 | VACANT | Vacant - off
2024-07-14T01:45:00 | 0 |  | 0 | 0.1425 | 0 | 0 | 0 | 2.7 | 0 | 24 | within_range | 2.14 | 0.0712 | VACANT | Vacant - off
2024-07-14T02:00:00 | 0 |  | 0 | 0.185 | 0 | 0 | 0 | 2.7 | 0 | 25 | within_range | 2.77 | 0.0925 | VACANT | Vacant - off
2024-07-14T02:15:00 | 0 |  | 0 | 0.17 | 0 | 0 | 0 | 2.7 | 0 | 24.7 | within_range | 2.55 | 0.085 | VACANT | Vacant - off
2024-07-14T02:30:00 | 0 |  | 0 | 0.205 | 0 | 0 | 0 | 2.7 | 0 | 24 | within_range | 3.07 | 0.1025 | VACANT | Vacant - off
2024-07-14T02:45:00 | 0 |  | 0 | 0.215 | 0 | 0 | 0 | 2.7 | 0 | 24 | within_range | 3.23 | 0.1075 | VACANT | Vacant - off
2024-07-14T03:00:00 | 0 |  | 0 | 0.1845 | 0.063 | 0 | 0 | 2.7 | 0 | 26.3 | within_range | 2.77 | 0.0922 | VACANT | Vacant - off
2024-07-14T03:15:00 | 0 |  | 0 | 0.1875 | 0 | 0 | 0 | 2.7 | 0 | 27 | within_range | 2.81 | 0.0938 | VACANT | Vacant - off
2024-07-14T03:30:00 | 0 |  | 0 | 0.1625 | 0 | 0 | 0 | 2.7 | 0 | 24.9 | within_range | 2.44 | 0.0813 | VACANT | Vacant - off
2024-07-14T03:45:00 | 0 |  | 0 | 0.1213 | 0.0788 | 0 | 0 | 2.7 | 0 | 27.2 | within_range | 1.82 | 0.0607 | VACANT | Vacant - off
2024-07-14T04:00:00 | 0 |  | 0 | 0.225 | 0 | 0 | 0 | 2.7 | 0 | 27 | within_range | 3.38 | 0.1125 | VACANT | Vacant - off
2024-07-14T04:15:00 | 0 |  | 0 | 0.123 | 0.0045 | 0 | 0 | 2.7 | 0 | 25.2 | within_range | 1.84 | 0.0615 | VACANT | Vacant - off
2024-07-14T04:30:00 | 0 |  | 0 | 0.006 | 0.1665 | 0 | 0 | 2.7 | 0 | 24 | within_range | 0.09 | 0.003 | VACANT | Vacant - off
2024-07-14T04:45:00 | 0 |  | 0 | 0.1625 | 0 | 0 | 0 | 2.7 | 0 | 27 | within_range | 2.44 | 0.0813 | VACANT | Vacant - off
2024-07-14T05:00:00 | 0 |  | 0 | 0 | 0.1775 | 0.0451 | 0 | 2.91 | 0 | 28.4 | within_range | 0 | 0 | VACANT | Vacant - off
2024-07-14T05:15:00 | 0 |  | 0 | 0.1047 | 0.0427 | 0 | 0 | 2.91 | 0 | 27 | within_range | 1.57 | 0.0524 | VACANT | Vacant - off
2024-07-14T05:30:00 | 0 |  | 0 | 0.215 | 0 | 0 | 0 | 2.91 | 0 | 25.7 | within_range | 3.23 | 0.1075 | VACANT | Vacant - off
2024-07-14T05:45:00 | 0 |  | 0 | 0.185 | 0 | 0 | 0 | 2.91 | 0 | 26.9 | within_range | 2.77 | 0.0925 | VACANT | Vacant - off
2024-07-14T06:00:00 | 0 |  | 0 | 0.0688 | 0.1237 | 0 | 0 | 2.91 | 0 | 28.1 | within_range | 1.03 | 0.0344 | VACANT | Vacant - off
2024-07-14T06:15:00 | 0 |  | 0 | 0.18 | 0 | 0 | 0 | 2.91 | 0 | 27 | within_range | 2.7 | 0.09 | VACANT | Vacant - off
2024-07-14T06:30:00 | 0 |  | 0 | 0.1258 | 0.0517 | 0 | 0 | 2.91 | 0 | 27 | within_range | 1.89 | 0.0629 | VACANT | Vacant - off
2024-07-14T06:45:00 | 0 |  | 0 | 0.1678 | 0.0247 | 0 | 0 | 2.91 | 0 | 26.9 | within_range | 2.52 | 0.0839 | VACANT | Vacant - off
2024-07-14T07:00:00 | 0 |  | 0 | 0 | 0.18 | 0.0427 | 0 | 3.2 | 0 | 25.4 | within_range | 0 | 0 | VACANT | Vacant - off
2024-07-14T07:15:00 | 0 |  | 0 | 0 | 0.15 | 0.0712 | 0 | 3.81 | 0 | 25.4 | within_range | 0 | 0 | VACANT | Vacant - off
2024-07-14T07:30:00 | 0 |  | 0 | 0.0175 | 0.225 | 0 | 0 | 3.81 | 0 | 25.2 | within_range | 0.44 | 0.0088 | VACANT | Vacant - off
2024-07-14T07:45:00 | 0 |  | 0 | 0 | 0.1775 | 0.0451 | 0 | 4.12 | 0 | 25.3 | within_range | 0 | 0 | VACANT | Vacant - off
2024-07-14T08:00:00 | 0 |  | 1 | 0 | 0.1925 | 0.0309 | 0 | 4.42 | 0.0125 | 25 | within_range | 0 | 0 | SOLAR_AVAILABLE | FREE solar! (0.22 kWh)
2024-07-14T08:15:00 | 0 |  | 0 | 0.0225 | 0.225 | 0 | 0 | 4.42 | 0 | 26.1 | warning | 0.56 | 0.0112 | VACANT | Vacant - off
2024-07-14T08:30:00 | 0 |  | 0 | 0 | 0.1625 | 0.0594 | 0 | 4.89 | 0 | 26 | within_range | 0 | 0 | VACANT | Vacant - off
2024-07-14T08:45:00 | 0 |  | 1 | 0 | 0.1875 | 0.0356 | 0 | 5.23 | 0.0125 | 25.8 | within_range | 0 | 0 | SOLAR_AVAILABLE | FREE solar! (0.22 kWh)
2024-07-14T09:00:00 | 0 |  | 1 | 0.015 | 0.225 | 0 | 0 | 5.23 | 0.0125 | 25.4 | within_range | 0.38 | 0.0075 | SOLAR_AVAILABLE | FREE solar! (0.22 kWh)
2024-07-14T09:15:00 | 0 |  | 1 | 0 | 0.1575 | 0.0641 | 0 | 5.89 | 0.0125 | 25.5 | within_range | 0 | 0 | SOLAR_AVAILABLE | FREE solar! (0.22 kWh)
2024-07-14T09:30:00 | 0 |  | 1 | 0 | 0.2025 | 0.0214 | 0 | 6.08 | 0.0125 | 25.3 | within_range | 0 | 0 | SOLAR_AVAILABLE | FREE solar! (0.22 kWh)
2024-07-14T09:45:00 | 0 |  | 1 | 0.0275 | 0.225 | 0 | 0 | 6.08 | 0.0125 | 25.1 | within_range | 0.69 | 0.0138 | SOLAR_AVAILABLE | FREE solar! (0.22 kWh)
2024-07-14T10:00:00 | 0 |  | 1 | 0.0025 | 0.225 | 0 | 0 | 6.09 | 0.0125 | 25.5 | within_range | 0.06 | 0.0013 | SOLAR_AVAILABLE | FREE solar! (0.22 kWh)
2024-07-14T10:15:00 | 0 |  | 1 | 0 | 0.225 | 0 | 0 | 6.1 | 0.0125 | 25.1 | within_range | 0 | 0 | SOLAR_AVAILABLE | FREE solar! (0.22 kWh)
2024-07-14T10:30:00 | 0 |  | 1 | 0.01 | 0.225 | 0 | 0 | 6.1 | 0.0125 | 25.3 | within_range | 0.25 | 0.005 | SOLAR_AVAILABLE | FREE solar! (0.22 kWh)
2024-07-14T10:45:00 | 0 |  | 1 | 0 | 0.16 | 0.0617 | 0 | 6.74 | 0.0125 | 25.5 | within_range | 0 | 0 | SOLAR_AVAILABLE | FREE solar! (0.22 kWh)
2024-07-14T11:00:00 | 0 |  | 1 | 0 | 0.205 | 0.019 | 0 | 6.9 | 0.0125 | 27.4 | warning | 0 | 0 | SOLAR_AVAILABLE | FREE solar! (0.22 kWh)
2024-07-14T11:15:00 | 0 |  | 1 | 0 | 0.1525 | 0.0689 | 0 | 7.61 | 0.0125 | 25.4 | within_range | 0 | 0 | SOLAR_AVAILABLE | FREE solar! (0.22 kWh)
2024-07-14T11:30:00 | 0 |  | 1 | 0 | 0.1775 | 0.0451 | 0 | 8.06 | 0.0125 | 26.9 | warning | 0 | 0 | SOLAR_AVAILABLE | FREE solar! (0.22 kWh)
2024-07-14T11:45:00 | 0 |  | 1 | 0 | 0.1475 | 0.0736 | 0 | 8.82 | 0.0125 | 27.2 | warning | 0 | 0 | SOLAR_AVAILABLE | FREE solar! (0.22 kWh)
2024-07-14T12:00:00 | 0 |  | 1 | 0 | 0.19 | 0.0332 | 0 | 9.14 | 0.0125 | 25.7 | within_range | 0 | 0 | SOLAR_AVAILABLE | FREE solar! (0.22 kWh)
2024-07-14T12:15:00 | 0 |  | 1 | 0.035 | 0.225 | 0 | 0 | 9.14 | 0.0125 | 25.7 | within_range | 0.88 | 0.0175 | SOLAR_AVAILABLE | FREE solar! (0.22 kWh)
2024-07-14T12:30:00 | 0 |  | 1 | 0.01 | 0.225 | 0 | 0 | 9.14 | 0.0125 | 26.7 | warning | 0.25 | 0.005 | SOLAR_AVAILABLE | FREE solar! (0.22 kWh)
2024-07-14T12:45:00 | 0 |  | 1 | 0 | 0.1775 | 0.0451 | 0 | 9.59 | 0.0125 | 25.5 | within_range | 0 | 0 | SOLAR_AVAILABLE | FREE solar! (0.22 kWh)
2024-07-14T13:00:00 | 0 |  | 1 | 0.02 | 0.225 | 0 | 0 | 9.59 | 0.0125 | 25.6 | within_range | 0.5 | 0.01 | SOLAR_AVAILABLE | FREE solar! (0.22 kWh)
2024-07-14T13:15:00 | 0 |  | 1 | 0.0175 | 0.225 | 0 | 0 | 9.59 | 0.0125 | 25.8 | within_range | 0.44 | 0.0088 | SOLAR_AVAILABLE | FREE solar! (0.22 kWh)
2024-07-14T13:30:00 | 0 |  | 1 | 0 | 0.21 | 0.0142 | 0 | 9.7 | 0.0125 | 25.6 | within_range | 0 | 0 | SOLAR_AVAILABLE | FREE solar! (0.22 kWh)
2024-07-14T13:45:00 | 0 |  | 1 | 0 | 0.1625 | 0.0594 | 0 | 10.3 | 0.0125 | 25.7 | within_range | 0 | 0 | SOLAR_AVAILABLE | FREE solar! (0.22 kWh)
2024-07-14T14:00:00 | 0 |  | 1 | 0.01 | 0.225 | 0 | 0 | 10.31 | 0.0125 | 25.8 | within_range | 0.25 | 0.005 | SOLAR_AVAILABLE | FREE solar! (0.22 kWh)
2024-07-14T14:15:00 | 0 |  | 1 | 0 | 0.165 | 0.057 | 0 | 10.89 | 0.0125 | 25.9 | within_range | 0 | 0 | SOLAR_AVAILABLE | FREE solar! (0.22 kWh)
2024-07-14T14:30:00 | 0 |  | 1 | 0 | 0.2075 | 0.0166 | 0 | 11.02 | 0.0125 | 25.7 | within_range | 0 | 0 | SOLAR_AVAILABLE | FREE solar! (0.22 kWh)
2024-07-14T14:45:00 | 0 |  | 1 | 0 | 0.1525 | 0.0689 | 0 | 11.73 | 0.0125 | 25.3 | within_range | 0 | 0 | SOLAR_AVAILABLE | FREE solar! (0.22 kWh)
2024-07-14T15:00:00 | 0 |  | 1 | 0.0075 | 0.225 | 0 | 0 | 11.74 | 0.0125 | 25.1 | within_range | 0.19 | 0.0037 | SOLAR_AVAILABLE | FREE solar! (0.22 kWh)
2024-07-14T15:15:00 | 0 |  | 1 | 0 | 0.1425 | 0.0784 | 0 | 12.55 | 0.0125 | 25.2 | within_range | 0 | 0 | SOLAR_AVAILABLE | FREE solar! (0.22 kWh)
2024-07-14T15:30:00 | 0 |  | 1 | 0.01 | 0.225 | 0 | 0 | 12.55 | 0.0125 | 25.1 | within_range | 0.25 | 0.005 | SOLAR_AVAILABLE | FREE solar! (0.22 kWh)
2024-07-14T15:45:00 | 0 |  | 1 | 0.015 | 0.225 | 0 | 0 | 12.55 | 0.0125 | 25.2 | within_range | 0.38 | 0.0075 | SOLAR_AVAILABLE | FREE solar! (0.22 kWh)
2024-07-14T16:00:00 | 0 |  | 1 | 0.0075 | 0.225 | 0 | 0 | 12.56 | 0.0125 | 24.9 | within_range | 0.19 | 0.0037 | SOLAR_AVAILABLE | FREE solar! (0.22 kWh)
2024-07-14T16:15:00 | 0 |  | 1 | 0 | 0.1425 | 0.0784 | 0 | 13.37 | 0.0125 | 25.1 | within_range | 0 | 0 | SOLAR_AVAILABLE | FREE solar! (0.22 kWh)
2024-07-14T16:30:00 | 0 |  | 1 | 0 | 0.145 | 0.076 | 0 | 13.5 | 0.0125 | 24.9 | within_range | 0 | 0 | SOLAR_AVAILABLE | FREE solar! (0.22 kWh)
2024-07-14T16:45:00 | 0 |  | 0 | 0.02 | 0.225 | 0 | 0 | 13.5 | 0 | 25.8 | within_range | 0.5 | 0.01 | VACANT | Vacant - off
2024-07-14T17:00:00 | 0 |  | 0 | 0 | 0.185 | 0 | 0 | 7.63 | 0 | 25.3 | within_range | 0 | 0 | VACANT | Vacant - off
2024-07-14T17:15:00 | 0 |  | 0 | 0 | 0.1925 | 0 | 0 | 2.69 | 0 | 25.5 | within_range | 0 | 0 | VACANT | Vacant - off
2024-07-14T17:30:00 | 0 |  | 0 | 0 | 0.19 | 0 | 0 | 2.69 | 0 | 25.2 | within_range | 0 | 0 | VACANT | Vacant - off
2024-07-14T17:45:00 | 0 |  | 0 | 0 | 0.1525 | 0 | 0 | 2.69 | 0 | 25.3 | within_range | 0 | 0 | VACANT | Vacant - off
2024-07-14T18:00:00 | 0 |  | 0 | 0.0918 | 0.1057 | 0 | 0 | 2.69 | 0 | 25 | within_range | 4.13 | 0.0459 | VACANT | Vacant - off
2024-07-14T18:15:00 | 0 |  | 0 | 0.2145 | 0.018 | 0 | 0 | 2.69 | 0 | 24.9 | within_range | 9.65 | 0.1072 | VACANT | Vacant - off
2024-07-14T18:30:00 | 0 |  | 0 | 0.1507 | 0.0292 | 0 | 0 | 2.69 | 0 | 24.9 | within_range | 6.78 | 0.0754 | VACANT | Vacant - off
2024-07-14T18:45:00 | 0 |  | 0 | 0.0657 | 0.1193 | 0 | 0 | 2.69 | 0 | 25 | within_range | 2.96 | 0.0328 | VACANT | Vacant - off
2024-07-14T19:00:00 | 0 |  | 0 | 0 | 0.1275 | 0 | 0 | 2.69 | 0 | 25.2 | within_range | 0 | 0 | VACANT | Vacant - off
2024-07-14T19:15:00 | 0 |  | 0 | 0.13 | 0 | 0 | 0 | 2.69 | 0 | 25 | within_range | 5.85 | 0.065 | VACANT | Vacant - off
2024-07-14T19:30:00 | 0 |  | 0 | 0.0963 | 0.1237 | 0 | 0 | 2.69 | 0 | 25.1 | within_range | 4.33 | 0.0481 | VACANT | Vacant - off
2024-07-14T19:45:00 | 0 |  | 0 | 0.1725 | 0 | 0 | 0 | 2.69 | 0 | 24.9 | within_range | 7.76 | 0.0862 | VACANT | Vacant - off
2024-07-14T20:00:00 | 0 |  | 0 | 0 | 0.155 | 0 | 0 | 2.69 | 0 | 25.1 | within_range | 0 | 0 | VACANT | Vacant - off
2024-07-14T20:15:00 | 0 |  | 0 | 0.099 | 0.081 | 0 | 0 | 2.69 | 0 | 25 | within_range | 4.46 | 0.0495 | VACANT | Vacant - off
2024-07-14T20:30:00 | 0 |  | 0 | 0.21 | 0 | 0 | 0 | 2.69 | 0 | 25 | within_range | 9.45 | 0.105 | VACANT | Vacant - off
2024-07-14T20:45:00 | 0 |  | 0 | 0.17 | 0.0225 | 0 | 0 | 2.69 | 0 | 25 | within_range | 7.65 | 0.085 | VACANT | Vacant - off
2024-07-14T21:00:00 | 0 |  | 0 | 0.235 | 0 | 0 | 0 | 2.69 | 0 | 24.8 | within_range | 10.57 | 0.1175 | VACANT | Vacant - off
2024-07-14T21:15:00 | 0 |  | 0 | 0.1425 | 0 | 0 | 0 | 2.69 | 0 | 24 | within_range | 6.41 | 0.0712 | VACANT | Vacant - off
2024-07-14T21:30:00 | 0 |  | 0 | 0.14 | 0 | 0 | 0 | 2.69 | 0 | 24.5 | within_range | 6.3 | 0.07 | VACANT | Vacant - off
2024-07-14T21:45:00 | 0 |  | 0 | 0.22 | 0 | 0 | 0 | 2.69 | 0 | 24 | within_range | 9.9 | 0.11 | VACANT | Vacant - off
2024-07-14T22:00:00 | 0 |  | 0 | 0.1095 | 0.0405 | 0 | 0 | 2.69 | 0 | 24 | within_range | 1.64 | 0.0548 | VACANT | Vacant - off
2024-07-14T22:15:00 | 0 |  | 0 | 0.1247 | 0.0202 | 0 | 0 | 2.69 | 0 | 24 | within_range | 1.87 | 0.0624 | VACANT | Vacant - off
2024-07-14T22:30:00 | 0 |  | 0 | 0.2075 | 0 | 0 | 0 | 2.69 | 0 | 24 | within_range | 3.11 | 0.1037 | VACANT | Vacant - off
2024-07-14T22:45:00 | 0 |  | 0 | 0.16 | 0.045 | 0 | 0 | 2.69 | 0 | 25 | within_range | 2.4 | 0.08 | VACANT | Vacant - off
2024-07-14T23:00:00 | 0 |  | 0 | 0.1375 | 0 | 0 | 0 | 2.69 | 0 | 24 | within_range | 2.06 | 0.0688 | VACANT | Vacant - off
2024-07-14T23:15:00 | 0 |  | 0 | 0.205 | 0 | 0 | 0 | 2.69 | 0 | 25.3 | within_range | 3.07 | 0.1025 | VACANT | Vacant - off
2024-07-14T23:30:00 | 0 |  | 0 | 0.104 | 0.081 | 0 | 0 | 2.69 | 0 | 24 | within_range | 1.56 | 0.052 | VACANT | Vacant - off
2024-07-14T23:45:00 | 0 |  | 0 | 0.1187 | 0.0338 | 0 | 0 | 2.69 | 0 | 24.5 | within_range | 1.78 | 0.0593 | VACANT | Vacant - off
2024-07-15T00:00:00 | 0 |  | 0 | 0.1857 | 0.0067 | 0 | 0 | 2.69 | 0 | 24.8 | within_range | 2.79 | 0.0929 | VACANT | Vacant - off
2024-07-15T00:15:00 | 0 |  | 0 | 0.1625 | 0 | 0 | 0 | 2.69 | 0 | 24 | within_range | 2.44 | 0.0813 | VACANT | Vacant - off
2024-07-15T00:30:00 | 0 |  | 0 | 0.2325 | 0 | 0 | 0 | 2.69 | 0 | 25.3 | within_range | 3.49 | 0.1163 | VACANT | Vacant - off
2024-07-15T00:45:00 | 0 |  | 0 | 0.2262 | 0.0112 | 0 | 0 | 2.69 | 0 | 24 | within_range | 3.39 | 0.1131 | VACANT | Vacant - off
2024-07-15T01:00:00 | 0 |  | 0 | 0.195 | 0 | 0 | 0 | 2.69 | 0 | 24 | within_range | 2.93 | 0.0975 | VACANT | Vacant - off
2024-07-15T01:15:00 | 0 |  | 0 | 0.2075 | 0 | 0 | 0 | 2.69 | 0 | 24 | within_range | 3.11 | 0.1037 | VACANT | Vacant - off
2024-07-15T01:30:00 | 0 |  | 0 | 0.1008 | 0.0967 | 0 | 0 | 2.69 | 0 | 24 | within_range | 1.51 | 0.0504 | VACANT | Vacant - off
2024-07-15T01:45:00 | 0 |  | 0 | 0.2377 | 0.0022 | 0 | 0 | 2.69 | 0 | 26 | within_range | 3.57 | 0.1188 | VACANT | Vacant - off
2024-07-15T02:00:00 | 0 |  | 0 | 0.1765 | 0.0135 | 0 | 0 | 2.69 | 0 | 25.9 | within_range | 2.65 | 0.0882 | VACANT | Vacant - off
2024-07-15T02:15:00 | 0 |  | 0 | 0.0822 | 0.0653 | 0 | 0 | 2.69 | 0 | 24.1 | within_range | 1.23 | 0.0411 | VACANT | Vacant - off
2024-07-15T02:30:00 | 0 |  | 0 | 0 | 0.16 | 0.034 | 0 | 2.83 | 0 | 24 | within_range | 0 | 0 | VACANT | Vacant - off
2024-07-15T02:45:00 | 0 |  | 0 | 0.1588 | 0.0788 | 0 | 0 | 2.83 | 0 | 24.7 | within_range | 2.38 | 0.0794 | VACANT | Vacant - off
2024-07-15T03:00:00 | 0 |  | 0 | 0.1547 | 0.0427 | 0 | 0 | 2.83 | 0 | 24 | within_range | 2.32 | 0.0774 | VACANT | Vacant - off
2024-07-15T03:15:00 | 0 |  | 0 | 0.1425 | 0 | 0 | 0 | 2.83 | 0 | 26.4 | within_range | 2.14 | 0.0712 | VACANT | Vacant - off
2024-07-15T03:30:00 | 0 |  | 0 | 0.1925 | 0 | 0 | 0 | 2.83 | 0 | 27 | within_range | 2.89 | 0.0963 | VACANT | Vacant - off
2024-07-15T03:45:00 | 0 |  | 0 | 0.1375 | 0 | 0 | 0 | 2.83 | 0 | 24 | within_range | 2.06 | 0.0688 | VACANT | Vacant - off
2024-07-15T04:00:00 | 0 |  | 0 | 0.2425 | 0 | 0 | 0 | 2.83 | 0 | 27 | within_range | 3.64 | 0.1212 | VACANT | Vacant - off
2024-07-15T04:15:00 | 0 |  | 0 | 0.1575 | 0 | 0 | 0 | 2.83 | 0 | 25.4 | within_range | 2.36 | 0.0788 | VACANT | Vacant - off
2024-07-15T04:30:00 | 0 |  | 0 | 0.0815 | 0.1035 | 0 | 0 | 2.83 | 0 | 27.3 | within_range | 1.22 | 0.0408 | VACANT | Vacant - off
2024-07-15T04:45:00 | 0 |  | 0 | 0.1118 | 0.1057 | 0 | 0 | 2.83 | 0 | 27.4 | within_range | 1.68 | 0.0559 | VACANT | Vacant - off
2024-07-15T05:00:00 | 0 |  | 0 | 0.0965 | 0.0585 | 0 | 0 | 2.83 | 0 | 26.3 | within_range | 1.45 | 0.0483 | VACANT | Vacant - off
2024-07-15T05:15:00 | 0 |  | 0 | 0.135 | 0 | 0 | 0 | 2.83 | 0 | 27 | within_range | 2.03 | 0.0675 | VACANT | Vacant - off
2024-07-15T05:30:00 | 0 |  | 0 | 0.25 | 0 | 0 | 0 | 2.83 | 0 | 27 | within_range | 3.75 | 0.125 | VACANT | Vacant - off
2024-07-15T05:45:00 | 0 |  | 0 | 0.0663 | 0.1462 | 0 | 0 | 2.83 | 0 | 28.3 | within_range | 0.99 | 0.0331 | VACANT | Vacant - off
2024-07-15T06:00:00 | 0 |  | 0 | 0.1375 | 0 | 0 | 0 | 2.83 | 0 | 27 | within_range | 2.06 | 0.0688 | VACANT | Vacant - off
2024-07-15T06:15:00 | 0 |  | 0 | 0.225 | 0 | 0 | 0 | 2.83 | 0 | 26.9 | within_range | 3.38 | 0.1125 | VACANT | Vacant - off
2024-07-15T06:30:00 | 0 |  | 0 | 0.0998 | 0.0653 | 0 | 0 | 2.83 | 0 | 27.1 | within_range | 1.5 | 0.0499 | VACANT | Vacant - off
2024-07-15T06:45:00 | 0 |  | 0 | 0 | 0.135 | 0.0855 | 0 | 3.32 | 0 | 28.5 | within_range | 0 | 0 | VACANT | Vacant - off
2024-07-15T07:00:00 | 0 |  | 0 | 0 | 0.1725 | 0.0499 | 0 | 3.69 | 0 | 25.3 | within_range | 0 | 0 | VACANT | Vacant - off
2024-07-15T07:15:00 | 0 |  | 0 | 0 | 0.165 | 0.057 | 0 | 4.14 | 0 | 25.2 | within_range | 0 | 0 | VACANT | Vacant - off
2024-07-15T07:30:00 | 0 |  | 0 | 0.0542 | 0.1283 | 0 | 0 | 4.14 | 0 | 25 | within_range | 1.35 | 0.0271 | VACANT | Vacant - off
2024-07-15T07:45:00 | 0 |  | 0 | 0 | 0.16 | 0.0617 | 0 | 4.64 | 0 | 25.4 | within_range | 0 | 0 | VACANT | Vacant - off
2024-07-15T08:00:00 | 0 |  | 0 | 0 | 0.2025 | 0.0214 | 0 | 4.71 | 0 | 26 | within_range | 0 | 0 | VACANT | Vacant - off
2024-07-15T08:15:00 | 0 |  | 1 | 0.0125 | 0.225 | 0 | 0 | 4.71 | 0.0125 | 25 | within_range | 0.31 | 0.0063 | SOLAR_AVAILABLE | FREE solar! (0.22 kWh)
2024-07-15T08:30:00 | 0 |  | 0 | 0 | 0.225 | 0 | 0 | 4.71 | 0 | 25.7 | within_range | 0 | 0 | VACANT | Vacant - off
2024-07-15T08:45:00 | 0 |  | 1 | 0 | 0.1875 | 0.0356 | 0 | 5.05 | 0.0125 | 24.9 | within_range | 0 | 0 | SOLAR_AVAILABLE | FREE solar! (0.22 kWh)
2024-07-15T09:00:00 | 0 |  | 1 | 0 | 0.15 | 0.0712 | 0 | 5.79 | 0.0125 | 25.6 | within_range | 0 | 0 | SOLAR_AVAILABLE | FREE solar! (0.22 kWh)
2024-07-15T09:15:00 | 0 |  | 1 | 0 | 0.225 | 0 | 0 | 5.8 | 0.0125 | 25.1 | within_range | 0 | 0 | SOLAR_AVAILABLE | FREE solar! (0.22 kWh)
2024-07-15T09:30:00 | 0 |  | 0 | 0 | 0.1775 | 0.0451 | 0 | 6.12 | 0 | 27.5 | warning | 0 | 0 | VACANT | Vacant - off
2024-07-15T09:45:00 | 0 |  | 0 | 0.01 | 0.225 | 0 | 0 | 6.12 | 0 | 25.8 | within_range | 0.25 | 0.005 | VACANT | Vacant - off
2024-07-15T10:00:00 | 0 |  | 1 | 0 | 0.145 | 0.076 | 0 | 6.91 | 0.0125 | 25.4 | within_range | 0 | 0 | SOLAR_AVAILABLE | FREE solar! (0.22 kWh)
2024-07-15T10:15:00 | 0 |  | 1 | 0.0125 | 0.225 | 0 | 0 | 6.91 | 0.0125 | 25.2 | within_range | 0.31 | 0.0063 | SOLAR_AVAILABLE | FREE solar! (0.22 kWh)
2024-07-15T10:30:00 | 0 |  | 1 | 0 | 0.185 | 0.038 | 0 | 7.28 | 0.0125 | 25.8 | within_range | 0 | 0 | SOLAR_AVAILABLE | FREE solar! (0.22 kWh)
2024-07-15T10:45:00 | 0 |  | 1 | 0.025 | 0.225 | 0 | 0 | 7.28 | 0.0125 | 25.5 | within_range | 0.62 | 0.0125 | SOLAR_AVAILABLE | FREE solar! (0.22 kWh)
2024-07-15T11:00:00 | 0 |  | 1 | 0 | 0.15 | 0.0712 | 0 | 8.01 | 0.0125 | 25.6 | within_range | 0 | 0 | SOLAR_AVAILABLE | FREE solar! (0.22 kWh)
2024-07-15T11:15:00 | 0 |  | 1 | 0 | 0.2025 | 0.0214 | 0 | 8.2 | 0.0125 | 25.6 | within_range | 0 | 0 | SOLAR_AVAILABLE | FREE solar! (0.22 kWh)
2024-07-15T11:30:00 | 0 |  | 1 | 0 | 0.205 | 0.019 | 0 | 8.36 | 0.0125 | 25.5 | within_range | 0 | 0 | SOLAR_AVAILABLE | FREE solar! (0.22 kWh)
2024-07-15T11:45:00 | 0 |  | 1 | 0 | 0.215 | 0.0095 | 0 | 8.43 | 0.0125 | 25.6 | within_range | 0 | 0 | SOLAR_AVAILABLE | FREE solar! (0.22 kWh)
2024-07-15T12:00:00 | 0 |  | 1 | 0 | 0.165 | 0.057 | 0 | 9.01 | 0.0125 | 25.7 | within_range | 0 | 0 | SOLAR_AVAILABLE | FREE solar! (0.22 kWh)
2024-07-15T12:15:00 | 0 |  | 1 | 0.0325 | 0.225 | 0 | 0 | 9.01 | 0.0125 | 25.7 | within_range | 0.81 | 0.0163 | SOLAR_AVAILABLE | FREE solar! (0.22 kWh)
2024-07-15T12:30:00 | 0 |  | 1 | 0 | 0.155 | 0.0665 | 0 | 9.69 | 0.0125 | 25.6 | within_range | 0 | 0 | SOLAR_AVAILABLE | FREE solar! (0.22 kWh)
2024-07-15T12:45:00 | 0 |  | 1 | 0 | 0.22 | 0.0047 | 0 | 9.73 | 0.0125 | 25.8 | within_range | 0 | 0 | SOLAR_AVAILABLE | FREE solar! (0.22 kWh)
2024-07-15T13:00:00 | 0 |  | 1 | 0 | 0.1825 | 0.0404 | 0 | 10.13 | 0.0125 | 25.6 | within_range | 0 | 0 | SOLAR_AVAILABLE | FREE solar! (0.22 kWh)
2024-07-15T13:15:00 | 0 |  | 1 | 0.0175 | 0.225 | 0 | 0 | 10.13 | 0.0125 | 26.3 | warning | 0.44 | 0.0088 | SOLAR_AVAILABLE | FREE solar! (0.22 kWh)
2024-07-15T13:30:00 | 0 |  | 1 | 0 | 0.175 | 0.0475 | 0 | 10.61 | 0.0125 | 25.7 | within_range | 0 | 0 | SOLAR_AVAILABLE | FREE solar! (0.22 kWh)
2024-07-15T13:45:00 | 0 |  | 1 | 0 | 0.19 | 0.0332 | 0 | 10.92 | 0.0125 | 25.5 | within_range | 0 | 0 | SOLAR_AVAILABLE | FREE solar! (0.22 kWh)
2024-07-15T14:00:00 | 0 |  | 1 | 0.005 | 0.225 | 0 | 0 | 10.93 | 0.0125 | 25.7 | within_range | 0.12 | 0.0025 | SOLAR_AVAILABLE | FREE solar! (0.22 kWh)
2024-07-15T14:15:00 | 0 |  | 1 | 0 | 0.22 | 0.0047 | 0 | 10.97 | 0.0125 | 25.3 | within_range | 0 | 0 | SOLAR_AVAILABLE | FREE solar! (0.22 kWh)
2024-07-15T14:30:00 | 0 |  | 1 | 0 | 0.18 | 0.0427 | 0 | 11.39 | 0.0125 | 25.5 | within_range | 0 | 0 | SOLAR_AVAILABLE | FREE solar! (0.22 kWh)
2024-07-15T14:45:00 | 0 |  | 1 | 0 | 0.195 | 0.0285 | 0 | 11.66 | 0.0125 | 25.3 | within_range | 0 | 0 | SOLAR_AVAILABLE | FREE solar! (0.22 kWh)
2024-07-15T15:00:00 | 0 |  | 1 | 0.03 | 0.225 | 0 | 0 | 11.66 | 0.0125 | 25.1 | within_range | 0.75 | 0.015 | SOLAR_AVAILABLE | FREE solar! (0.22 kWh)
2024-07-15T15:15:00 | 0 |  | 1 | 0 | 0.14 | 0.0807 | 0 | 12.5 | 0.0125 | 25.3 | within_range | 0 | 0 | SOLAR_AVAILABLE | FREE solar! (0.22 kWh)
2024-07-15T15:30:00 | 0 |  | 1 | 0 | 0.2125 | 0.0119 | 0 | 12.58 | 0.0125 | 25.1 | within_range | 0 | 0 | SOLAR_AVAILABLE | FREE solar! (0.22 kWh)
2024-07-15T15:45:00 | 0 |  | 1 | 0 | 0.1375 | 0.0831 | 0 | 13.45 | 0.0125 | 25.3 | within_range | 0 | 0 | SOLAR_AVAILABLE | FREE solar! (0.22 kWh)
2024-07-15T16:00:00 | 0 |  | 0 | 0 | 0.155 | 0 | 0 | 13.5 | 0 | 25.6 | within_range | 0 | 0 | VACANT | Vacant - off
2024-07-15T16:15:00 | 0 |  | 1 | 0.0325 | 0.225 | 0 | 0 | 13.5 | 0.0125 | 24.9 | within_range | 0.81 | 0.0163 | SOLAR_AVAILABLE | FREE solar! (0.22 kWh)
2024-07-15T16:30:00 | 0 |  | 1 | 0 | 0.195 | 0 | 0 | 13.5 | 0.0125 | 24.9 | within_range | 0 | 0 | SOLAR_AVAILABLE | FREE solar! (0.22 kWh)
2024-07-15T16:45:00 | 0 |  | 0 | 0 | 0.1425 | 0 | 0 | 13.5 | 0 | 25.7 | within_range | 0 | 0 | VACANT | Vacant - off
2024-07-15T17:00:00 | 0 |  | 0 | 0 | 0.225 | 0 | 0.0132 | 6.41 | 0 | 25.3 | within_range | 0 | 0 | VACANT | Vacant - off
2024-07-15T17:15:00 | 0 |  | 0 | 0 | 0.2 | 0 | 0 | 2.68 | 0 | 25.2 | within_range | 0 | 0 | VACANT | Vacant - off
2024-07-15T17:30:00 | 0 |  | 0 | 0.0225 | 0.225 | 0 | 0 | 2.68 | 0 | 25.5 | within_range | 1.01 | 0.0112 | VACANT | Vacant - off
2024-07-15T17:45:00 | 0 |  | 0 | 0 | 0.1925 | 0 | 0 | 2.68 | 0 | 25.4 | within_range | 0 | 0 | VACANT | Vacant - off
2024-07-15T18:00:00 | 0 |  | 0 | 0 | 0.1625 | 0 | 0 | 2.68 | 0 | 25.2 | within_range | 0 | 0 | VACANT | Vacant - off
2024-07-15T18:15:00 | 0 |  | 0 | 0.2475 | 0 | 0 | 0 | 2.68 | 0 | 24.9 | within_range | 11.14 | 0.1237 | VACANT | Vacant - off
2024-07-15T18:30:00 | 0 |  | 0 | 0.1975 | 0 | 0 | 0 | 2.68 | 0 | 24.9 | within_range | 8.89 | 0.0988 | VACANT | Vacant - off
2024-07-15T18:45:00 | 0 |  | 0 | 0.155 | 0 | 0 | 0 | 2.68 | 0 | 24.9 | within_range | 6.97 | 0.0775 | VACANT | Vacant - off
2024-07-15T19:00:00 | 0 |  | 0 | 0.23 | 0 | 0 | 0 | 2.68 | 0 | 25 | within_range | 10.35 | 0.115 | VACANT | Vacant - off
2024-07-15T19:15:00 | 0 |  | 0 | 0.017 | 0.1755 | 0 | 0 | 2.68 | 0 | 25.2 | within_range | 0.77 | 0.0085 | VACANT | Vacant - off
2024-07-15T19:30:00 | 0 |  | 0 | 0.1625 | 0 | 0 | 0 | 2.68 | 0 | 24.9 | within_range | 7.31 | 0.0813 | VACANT | Vacant - off
2024-07-15T19:45:00 | 0 |  | 0 | 0.245 | 0 | 0 | 0 | 2.68 | 0 | 25 | within_range | 11.03 | 0.1225 | VACANT | Vacant - off
2024-07-15T20:00:00 | 0 |  | 0 | 0.1447 | 0.0878 | 0 | 0 | 2.68 | 0 | 25.1 | within_range | 6.51 | 0.0723 | VACANT | Vacant - off
2024-07-15T20:15:00 | 0 |  | 0 | 0.21 | 0 | 0 | 0 | 2.68 | 0 | 25 | within_range | 9.45 | 0.105 | VACANT | Vacant - off
2024-07-15T20:30:00 | 0 |  | 0 | 0.155 | 0 | 0 | 0 | 2.68 | 0 | 25 | within_range | 6.97 | 0.0775 | VACANT | Vacant - off
2024-07-15T20:45:00 | 0 |  | 0 | 0.195 | 0 | 0 | 0 | 2.68 | 0 | 24.9 | within_range | 8.78 | 0.0975 | VACANT | Vacant - off
2024-07-15T21:00:00 | 0 |  | 0 | 0.1875 | 0 | 0 | 0 | 2.68 | 0 | 24 | within_range | 8.44 | 0.0938 | VACANT | Vacant - off
2024-07-15T21:15:00 | 0 |  | 0 | 0.2225 | 0 | 0 | 0 | 2.68 | 0 | 25 | within_range | 10.01 | 0.1113 | VACANT | Vacant - off
2024-07-15T21:30:00 | 0 |  | 0 | 0.1675 | 0 | 0 | 0 | 2.68 | 0 | 24.6 | within_range | 7.54 | 0.0838 | VACANT | Vacant - off
2024-07-15T21:45:00 | 0 |  | 0 | 0.2225 | 0 | 0 | 0 | 2.68 | 0 | 25 | within_range | 10.01 | 0.1113 | VACANT | Vacant - off
2024-07-15T22:00:00 | 0 |  | 0 | 0.014 | 0.126 | 0 | 0 | 2.68 | 0 | 24.7 | within_range | 0.21 | 0.007 | VACANT | Vacant - off
2024-07-15T22:15:00 | 0 |  | 0 | 0.19 | 0 | 0 | 0 | 2.68 | 0 | 24.8 | within_range | 2.85 | 0.095 | VACANT | Vacant - off
2024-07-15T22:30:00 | 0 |  | 0 | 0.1052 | 0.0923 | 0 | 0 | 2.68 | 0 | 24.5 | within_range | 1.58 | 0.0526 | VACANT | Vacant - off
2024-07-15T22:45:00 | 0 |  | 0 | 0.0548 | 0.1327 | 0 | 0 | 2.68 | 0 | 25.1 | within_range | 0.82 | 0.0274 | VACANT | Vacant - off
2024-07-15T23:00:00 | 0 |  | 0 | 0 | 0.1525 | 0.0689 | 0 | 3.06 | 0 | 24 | within_range | 0 | 0 | VACANT | Vacant - off
2024-07-15T23:15:00 | 0 |  | 0 | 0.1325 | 0 | 0 | 0 | 3.06 | 0 | 26 | within_range | 1.99 | 0.0663 | VACANT | Vacant - off
2024-07-15T23:30:00 | 0 |  | 0 | 0.0625 | 0.09 | 0 | 0 | 3.06 | 0 | 24.8 | within_range | 0.94 | 0.0312 | VACANT | Vacant - off
2024-07-15T23:45:00 | 0 |  | 0 | 0.145 | 0 | 0 | 0 | 3.06 | 0 | 24 | within_range | 2.17 | 0.0725 | VACANT | Vacant - off
2024-07-16T00:00:00 | 0 |  | 0 | 0.21 | 0 | 0 | 0 | 3.06 | 0 | 25.3 | within_range | 3.15 | 0.105 | VACANT | Vacant - off
2024-07-16T00:15:00 | 0 |  | 0 | 0.13 | 0 | 0 | 0 | 3.06 | 0 | 24 | within_range | 1.95 | 0.065 | VACANT | Vacant - off
2024-07-16T00:30:00 | 0 |  | 0 | 0.1525 | 0 | 0 | 0 | 3.06 | 0 | 24 | within_range | 2.29 | 0.0762 | VACANT | Vacant - off
2024-07-16T00:45:00 | 0 |  | 0 | 0.1375 | 0 | 0 | 0 | 3.06 | 0 | 24 | within_range | 2.06 | 0.0688 | VACANT | Vacant - off
2024-07-16T01:00:00 | 0 |  | 0 | 0.13 | 0 | 0 | 0 | 3.06 | 0 | 24 | within_range | 1.95 | 0.065 | VACANT | Vacant - off
2024-07-16T01:15:00 | 0 |  | 0 | 0.235 | 0 | 0 | 0 | 3.06 | 0 | 24.7 | within_range | 3.52 | 0.1175 | VACANT | Vacant - off
2024-07-16T01:30:00 | 0 |  | 0 | 0.012 | 0.2205 | 0 | 0 | 3.06 | 0 | 24 | within_range | 0.18 | 0.006 | VACANT | Vacant - off
2024-07-16T01:45:00 | 0 |  | 0 | 0.2055 | 0.0045 | 0 | 0 | 3.06 | 0 | 24 | within_range | 3.08 | 0.1027 | VACANT | Vacant - off
2024-07-16T02:00:00 | 0 |  | 0 | 0.084 | 0.126 | 0 | 0 | 3.06 | 0 | 26.1 | within_range | 1.26 | 0.042 | VACANT | Vacant - off
2024-07-16T02:15:00 | 0 |  | 0 | 0.1812 | 0.0338 | 0 | 0 | 3.06 | 0 | 24.4 | within_range | 2.72 | 0.0906 | VACANT | Vacant - off
2024-07-16T02:30:00 | 0 |  | 0 | 0.185 | 0 | 0 | 0 | 3.06 | 0 | 24 | within_range | 2.77 | 0.0925 | VACANT | Vacant - off
2024-07-16T02:45:00 | 0 |  | 0 | 0.168 | 0.0495 | 0 | 0 | 3.06 | 0 | 24 | within_range | 2.52 | 0.084 | VACANT | Vacant - off
2024-07-16T03:00:00 | 0 |  | 0 | 0.124 | 0.0135 | 0 | 0 | 3.06 | 0 | 27 | within_range | 1.86 | 0.062 | VACANT | Vacant - off
2024-07-16T03:15:00 | 0 |  | 0 | 0.195 | 0 | 0 | 0 | 3.06 | 0 | 25.7 | within_range | 2.93 | 0.0975 | VACANT | Vacant - off
2024-07-16T03:30:00 | 0 |  | 0 | 0.211 | 0.009 | 0 | 0 | 3.06 | 0 | 24.6 | within_range | 3.17 | 0.1055 | VACANT | Vacant - off
2024-07-16T03:45:00 | 0 |  | 0 | 0.037 | 0.1305 | 0 | 0 | 3.06 | 0 | 24 | within_range | 0.55 | 0.0185 | VACANT | Vacant - off
2024-07-16T04:00:00 | 0 |  | 0 | 0.135 | 0 | 0 | 0 | 3.06 | 0 | 24.8 | within_range | 2.03 | 0.0675 | VACANT | Vacant - off
2024-07-16T04:15:00 | 0 |  | 0 | 0.022 | 0.1305 | 0 | 0 | 3.06 | 0 | 24.5 | within_range | 0.33 | 0.011 | VACANT | Vacant - off
2024-07-16T04:30:00 | 0 |  | 0 | 0.185 | 0.0225 | 0 | 0 | 3.06 | 0 | 27 | within_range | 2.77 | 0.0925 | VACANT | Vacant - off
2024-07-16T04:45:00 | 0 |  | 0 | 0.235 | 0 | 0 | 0 | 3.06 | 0 | 26.5 | within_range | 3.52 | 0.1175 | VACANT | Vacant - off
2024-07-16T05:00:00 | 0 |  | 0 | 0.13 | 0 | 0 | 0 | 3.06 | 0 | 26.7 | within_range | 1.95 | 0.065 | VACANT | Vacant - off
2024-07-16T05:15:00 | 0 |  | 0 | 0.1675 | 0 | 0 | 0 | 3.06 | 0 | 25.6 | within_range | 2.51 | 0.0838 | VACANT | Vacant - off
2024-07-16T05:30:00 | 0 |  | 0 | 0.2475 | 0 | 0 | 0 | 3.06 | 0 | 26.8 | within_range | 3.71 | 0.1237 | VACANT | Vacant - off
2024-07-16T05:45:00 | 0 |  | 0 | 0.0255 | 0.117 | 0 | 0 | 3.06 | 0 | 26.9 | within_range | 0.38 | 0.0127 | VACANT | Vacant - off
2024-07-16T06:00:00 | 0 |  | 0 | 0.1525 | 0 | 0 | 0 | 3.06 | 0 | 26.9 | within_range | 2.29 | 0.0762 | VACANT | Vacant - off
2024-07-16T06:15:00 | 0 |  | 0 | 0.1807 | 0.0292 | 0 | 0 | 3.06 | 0 | 27 | within_range | 2.71 | 0.0903 | VACANT | Vacant - off
2024-07-16T06:30:00 | 0 |  | 0 | 0.0715 | 0.1035 | 0 | 0 | 3.06 | 0 | 27.3 | within_range | 1.07 | 0.0357 | VACANT | Vacant - off
2024-07-16T06:45:00 | 0 |  | 0 | 0.059 | 0.1035 | 0 | 0 | 3.06 | 0 | 27.2 | within_range | 0.89 | 0.0295 | VACANT | Vacant - off
2024-07-16T07:00:00 | 0 |  | 0 | 0.0225 | 0.225 | 0 | 0 | 3.06 | 0 | 25.4 | within_range | 0.56 | 0.0112 | VACANT | Vacant - off
2024-07-16T07:15:00 | 0 |  | 0 | 0 | 0.1425 | 0.0784 | 0 | 3.74 | 0 | 25.4 | within_range | 0 | 0 | VACANT | Vacant - off
2024-07-16T07:30:00 | 0 |  | 0 | 0 | 0.215 | 0.0095 | 0 | 3.75 | 0 | 25.4 | within_range | 0 | 0 | VACANT | Vacant - off
2024-07-16T07:45:00 | 0 |  | 0 | 0 | 0.1375 | 0.0831 | 0 | 4.49 | 0 | 25.2 | within_range | 0 | 0 | VACANT | Vacant - off
2024-07-16T08:00:00 | 0 |  | 1 | 0 | 0.2 | 0.0237 | 0 | 4.7 | 0.0125 | 24.9 | within_range | 0 | 0 | SOLAR_AVAILABLE | FREE solar! (0.22 kWh)
2024-07-16T08:15:00 | 0 |  | 0 | 0.0025 | 0.225 | 0 | 0 | 4.7 | 0 | 25.6 | within_range | 0.06 | 0.0013 | VACANT | Vacant - off
2024-07-16T08:30:00 | 0 |  | 1 | 0 | 0.175 | 0.0475 | 0 | 5.18 | 0.0125 | 24.9 | within_range | 0 | 0 | SOLAR_AVAILABLE | FREE solar! (0.22 kWh)
2024-07-16T08:45:00 | 0 |  | 0 | 0 | 0.2075 | 0.0166 | 0 | 5.22 | 0 | 26 | within_range | 0 | 0 | VACANT | Vacant - off
2024-07-16T09:00:00 | 0 |  | 1 | 0.0125 | 0.225 | 0 | 0 | 5.22 | 0.0125 | 25.4 | within_range | 0.31 | 0.0063 | SOLAR_AVAILABLE | FREE solar! (0.22 kWh)
2024-07-16T09:15:00 | 0 |  | 1 | 0 | 0.1425 | 0.0784 | 0 | 6.03 | 0.0125 | 25.3 | within_range | 0 | 0 | SOLAR_AVAILABLE | FREE solar! (0.22 kWh)
2024-07-16T09:30:00 | 0 |  | 1 | 0 | 0.225 | 0 | 0 | 6.04 | 0.0125 | 25.1 | within_range | 0 | 0 | SOLAR_AVAILABLE | FREE solar! (0.22 kWh)
2024-07-16T09:45:00 | 0 |  | 1 | 0 | 0.19 | 0.0332 | 0 | 6.36 | 0.0125 | 25.3 | within_range | 0 | 0 | SOLAR_AVAILABLE | FREE solar! (0.22 kWh)
2024-07-16T10:00:00 | 0 |  | 1 | 0 | 0.1725 | 0.0499 | 0 | 6.86 | 0.0125 | 26.1 | warning | 0 | 0 | SOLAR_AVAILABLE | FREE solar! (0.22 kWh)
2024-07-16T10:15:00 | 0 |  | 1 | 0 | 0.17 | 0.0522 | 0 | 7.39 | 0.0125 | 25.5 | within_range | 0 | 0 | SOLAR_AVAILABLE | FREE solar! (0.22 kWh)
2024-07-16T10:30:00 | 1 | 20 | 0 | 0.36 | 0.225 | 0 | 0 | 7.42 | 0.375 | 22 | within_range | 9 | 0.18 | SOLAR_AVAILABLE | FREE solar! (0.22 kWh)
2024-07-16T10:45:00 | 0 |  | 1 | 0.0325 | 0.225 | 0 | 0 | 7.42 | 0.0125 | 26 | within_range | 0.81 | 0.0163 | SOLAR_AVAILABLE | FREE solar! (0.22 kWh)
2024-07-16T11:00:00 | 0 |  | 1 | 0 | 0.205 | 0.019 | 0 | 7.58 | 0.0125 | 25.7 | within_range | 0 | 0 | SOLAR_AVAILABLE | FREE solar! (0.22 kWh)
2024-07-16T11:15:00 | 0 |  | 1 | 0 | 0.1625 | 0.0594 | 0 | 8.18 | 0.0125 | 27.2 | warning | 0 | 0 | SOLAR_AVAILABLE | FREE solar! (0.22 kWh)
2024-07-16T11:30:00 | 0 |  | 1 | 0 | 0.165 | 0.057 | 0 | 8.76 | 0.0125 | 25.8 | within_range | 0 | 0 | SOLAR_AVAILABLE | FREE solar! (0.22 kWh)
2024-07-16T11:45:00 | 0 |  | 1 | 0 | 0.1675 | 0.0546 | 0 | 9.32 | 0.0125 | 25.6 | within_range | 0 | 0 | SOLAR_AVAILABLE | FREE solar! (0.22 kWh)
2024-07-16T12:00:00 | 0 |  | 1 | 0.01 | 0.225 | 0 | 0 | 9.32 | 0.0125 | 25.5 | within_range | 0.25 | 0.005 | SOLAR_AVAILABLE | FREE solar! (0.22 kWh)
2024-07-16T12:15:00 | 0 |  | 1 | 0.0175 | 0.225 | 0 | 0 | 9.32 | 0.0125 | 25.9 | within_range | 0.44 | 0.0088 | SOLAR_AVAILABLE | FREE solar! (0.22 kWh)
2024-07-16T12:30:00 | 0 |  | 1 | 0.0075 | 0.225 | 0 | 0 | 9.32 | 0.0125 | 25.8 | within_range | 0.19 | 0.0037 | SOLAR_AVAILABLE | FREE solar! (0.22 kWh)
2024-07-16T12:45:00 | 0 |  | 1 | 0.0325 | 0.225 | 0 | 0 | 9.32 | 0.0125 | 25.6 | within_range | 0.81 | 0.0163 | SOLAR_AVAILABLE | FREE solar! (0.22 kWh)
2024-07-16T13:00:00 | 0 |  | 1 | 0 | 0.2225 | 0.0024 | 0 | 9.35 | 0.0125 | 25.4 | within_range | 0 | 0 | SOLAR_AVAILABLE | FREE solar! (0.22 kWh)
2024-07-16T13:15:00 | 0 |  | 1 | 0.0025 | 0.225 | 0 | 0 | 9.36 | 0.0125 | 27 | warning | 0.06 | 0.0013 | SOLAR_AVAILABLE | FREE solar! (0.22 kWh)
2024-07-16T13:30:00 | 0 |  | 1 | 0 | 0.1475 | 0.0736 | 0 | 10.12 | 0.0125 | 25.7 | within_range | 0 | 0 | SOLAR_AVAILABLE | FREE solar! (0.22 kWh)
2024-07-16T13:45:00 | 0 |  | 1 | 0 | 0.1625 | 0.0594 | 0 | 10.73 | 0.0125 | 25.8 | within_range | 0 | 0 | SOLAR_AVAILABLE | FREE solar! (0.22 kWh)
2024-07-16T14:00:00 | 0 |  | 1 | 0.0125 | 0.225 | 0 | 0 | 10.73 | 0.0125 | 25.4 | within_range | 0.31 | 0.0063 | SOLAR_AVAILABLE | FREE solar! (0.22 kWh)
2024-07-16T14:15:00 | 0 |  | 1 | 0 | 0.1625 | 0.0594 | 0 | 11.33 | 0.0125 | 25.3 | within_range | 0 | 0 | SOLAR_AVAILABLE | FREE solar! (0.22 kWh)
2024-07-16T14:30:00 | 0 |  | 1 | 0 | 0.1675 | 0.0546 | 0 | 11.89 | 0.0125 | 25.6 | within_range | 0 | 0 | SOLAR_AVAILABLE | FREE solar! (0.22 kWh)
2024-07-16T14:45:00 | 0 |  | 1 | 0.01 | 0.225 | 0 | 0 | 11.89 | 0.0125 | 26.1 | warning | 0.25 | 0.005 | SOLAR_AVAILABLE | FREE solar! (0.22 kWh)
2024-07-16T15:00:00 | 0 |  | 1 | 0 | 0.195 | 0.0285 | 0 | 12.15 | 0.0125 | 25.8 | within_range | 0 | 0 | SOLAR_AVAILABLE | FREE solar! (0.22 kWh)
2024-07-16T15:15:00 | 0 |  | 1 | 0.035 | 0.225 | 0 | 0 | 12.15 | 0.0125 | 25.7 | within_range | 0.88 | 0.0175 | SOLAR_AVAILABLE | FREE solar! (0.22 kWh)
2024-07-16T15:30:00 | 0 |  | 1 | 0.0325 | 0.225 | 0 | 0 | 12.15 | 0.0125 | 25.2 | within_range | 0.81 | 0.0163 | SOLAR_AVAILABLE | FREE solar! (0.22 kWh)
2024-07-16T15:45:00 | 0 |  | 1 | 0 | 0.15 | 0.0712 | 0 | 12.89 | 0.0125 | 25.3 | within_range | 0 | 0 | SOLAR_AVAILABLE | FREE solar! (0.22 kWh)
2024-07-16T16:00:00 | 0 |  | 0 | 0 | 0.1575 | 0.0641 | 0 | 13.42 | 0 | 25.8 | within_range | 0 | 0 | VACANT | Vacant - off
2024-07-16T16:15:00 | 0 |  | 0 | 0.0225 | 0.225 | 0 | 0 | 13.42 | 0 | 25.7 | within_range | 0.56 | 0.0112 | VACANT | Vacant - off
2024-07-16T16:30:00 | 0 |  | 0 | 0 | 0.1725 | 0 | 0 | 13.5 | 0 | 25.7 | within_range | 0 | 0 | VACANT | Vacant - off
2024-07-16T16:45:00 | 0 |  | 0 | 0 | 0.19 | 0 | 0 | 13.5 | 0 | 25.7 | within_range | 0 | 0 | VACANT | Vacant - off
2024-07-16T17:00:00 | 0 |  | 0 | 0 | 0.13 | 0 | 0 | 8.56 | 0 | 25.5 | within_range | 0 | 0 | VACANT | Vacant - off
2024-07-16T17:15:00 | 0 |  | 0 | 0 | 0.165 | 0 | 0 | 3.03 | 0 | 25.4 | within_range | 0 | 0 | VACANT | Vacant - off
2024-07-16T17:30:00 | 0 |  | 0 | 0 | 0.1425 | 0 | 0 | 2.7 | 0 | 25.4 | within_range | 0 | 0 | VACANT | Vacant - off
2024-07-16T17:45:00 | 0 |  | 0 | 0 | 0.1375 | 0 | 0 | 2.7 | 0 | 25.4 | within_range | 0 | 0 | VACANT | Vacant - off
2024-07-16T18:00:00 | 0 |  | 0 | 0.21 | 0 | 0 | 0 | 2.7 | 0 | 24.9 | within_range | 9.45 | 0.105 | VACANT | Vacant - off
2024-07-16T18:15:00 | 0 |  | 0 | 0.1043 | 0.0607 | 0 | 0 | 2.7 | 0 | 25 | within_range | 4.69 | 0.0522 | VACANT | Vacant - off
2024-07-16T18:30:00 | 0 |  | 0 | 0.011 | 0.1215 | 0 | 0 | 2.7 | 0 | 25 | within_range | 0.49 | 0.0055 | VACANT | Vacant - off
2024-07-16T18:45:00 | 0 |  | 0 | 0.0485 | 0.0765 | 0 | 0 | 2.7 | 0 | 25 | within_range | 2.18 | 0.0243 | VACANT | Vacant - off
2024-07-16T19:00:00 | 0 |  | 0 | 0.175 | 0 | 0 | 0 | 2.7 | 0 | 25 | within_range | 7.87 | 0.0875 | VACANT | Vacant - off
2024-07-16T19:15:00 | 0 |  | 0 | 0.2425 | 0 | 0 | 0 | 2.7 | 0 | 25 | within_range | 10.91 | 0.1212 | VACANT | Vacant - off
2024-07-16T19:30:00 | 0 |  | 0 | 0.007 | 0.1305 | 0 | 0 | 2.7 | 0 | 25 | within_range | 0.32 | 0.0035 | VACANT | Vacant - off
2024-07-16T19:45:00 | 0 |  | 0 | 0.133 | 0.117 | 0 | 0 | 2.7 | 0 | 25.1 | within_range | 5.99 | 0.0665 | VACANT | Vacant - off
2024-07-16T20:00:00 | 0 |  | 0 | 0.127 | 0.063 | 0 | 0 | 2.7 | 0 | 24 | within_range | 5.71 | 0.0635 | VACANT | Vacant - off
2024-07-16T20:15:00 | 0 |  | 0 | 0.108 | 0.072 | 0 | 0 | 2.7 | 0 | 25.1 | within_range | 4.86 | 0.054 | VACANT | Vacant - off
2024-07-16T20:30:00 | 0 |  | 0 | 0.0858 | 0.0517 | 0 | 0 | 2.7 | 0 | 25 | within_range | 3.86 | 0.0429 | VACANT | Vacant - off
2024-07-16T20:45:00 | 0 |  | 0 | 0.2175 | 0 | 0 | 0 | 2.7 | 0 | 25 | within_range | 9.79 | 0.1087 | VACANT | Vacant - off
2024-07-16T21:00:00 | 0 |  | 0 | 0.2425 | 0 | 0 | 0 | 2.7 | 0 | 24.1 | within_range | 10.91 | 0.1212 | VACANT | Vacant - off
2024-07-16T21:15:00 | 0 |  | 0 | 0.2475 | 0 | 0 | 0 | 2.7 | 0 | 25 | within_range | 11.14 | 0.1237 | VACANT | Vacant - off
2024-07-16T21:30:00 | 0 |  | 0 | 0.078 | 0.0945 | 0 | 0 | 2.7 | 0 | 25.1 | within_range | 3.51 | 0.039 | VACANT | Vacant - off
2024-07-16T21:45:00 | 0 |  | 0 | 0.1492 | 0.0607 | 0 | 0 | 2.7 | 0 | 25 | within_range | 6.71 | 0.0746 | VACANT | Vacant - off
2024-07-16T22:00:00 | 0 |  | 0 | 0.2325 | 0 | 0 | 0 | 2.7 | 0 | 24 | within_range | 3.49 | 0.1163 | VACANT | Vacant - off
2024-07-16T22:15:00 | 0 |  | 0 | 0.2275 | 0 | 0 | 0 | 2.7 | 0 | 25 | within_range | 3.41 | 0.1138 | VACANT | Vacant - off
2024-07-16T22:30:00 | 0 |  | 0 | 0.2023 | 0.0202 | 0 | 0 | 2.7 | 0 | 24 | within_range | 3.03 | 0.1012 | VACANT | Vacant - off
2024-07-16T22:45:00 | 0 |  | 0 | 0.1575 | 0 | 0 | 0 | 2.7 | 0 | 24.9 | within_range | 2.36 | 0.0788 | VACANT | Vacant - off
2024-07-16T23:00:00 | 0 |  | 0 | 0.0447 | 0.0878 | 0 | 0 | 2.7 | 0 | 24 | within_range | 0.67 | 0.0223 | VACANT | Vacant - off
2024-07-16T23:15:00 | 0 |  | 0 | 0.1875 | 0 | 0 | 0 | 2.7 | 0 | 24.6 | within_range | 2.81 | 0.0938 | VACANT | Vacant - off
2024-07-16T23:30:00 | 0 |  | 0 | 0.101 | 0.0315 | 0 | 0 | 2.7 | 0 | 24 | within_range | 1.52 | 0.0505 | VACANT | Vacant - off
2024-07-16T23:45:00 | 0 |  | 0 | 0.184 | 0.036 | 0 | 0 | 2.7 | 0 | 24 | within_range | 2.76 | 0.092 | VACANT | Vacant - off
2024-07-17T00:00:00 | 0 |  | 0 | 0.24 | 0 | 0 | 0 | 2.7 | 0 | 24 | within_range | 3.6 | 0.12 | VACANT | Vacant - off
2024-07-17T00:15:00 | 0 |  | 0 | 0.1575 | 0 | 0 | 0 | 2.7 | 0 | 25.5 | within_range | 2.36 | 0.0788 | VACANT | Vacant - off
2024-07-17T00:30:00 | 0 |  | 0 | 0.0338 | 0.1012 | 0 | 0 | 2.7 | 0 | 24 | within_range | 0.51 | 0.0169 | VACANT | Vacant - off
2024-07-17T00:45:00 | 0 |  | 0 | 0.118 | 0.072 | 0 | 0 | 2.7 | 0 | 24 | within_range | 1.77 | 0.059 | VACANT | Vacant - off
2024-07-17T01:00:00 | 0 |  | 0 | 0.1542 | 0.0158 | 0 | 0 | 2.7 | 0 | 24 | within_range | 2.31 | 0.0771 | VACANT | Vacant - off
2024-07-17T01:15:00 | 0 |  | 0 | 0.18 | 0 | 0 | 0 | 2.7 | 0 | 24 | within_range | 2.7 | 0.09 | VACANT | Vacant - off
2024-07-17T01:30:00 | 0 |  | 0 | 0.088 | 0.162 | 0 | 0 | 2.7 | 0 | 26.2 | within_range | 1.32 | 0.044 | VACANT | Vacant - off
2024-07-17T01:45:00 | 0 |  | 0 | 0.0052 | 0.1823 | 0 | 0 | 2.7 | 0 | 24 | within_range | 0.08 | 0.0026 | VACANT | Vacant - off
2024-07-17T02:00:00 | 0 |  | 0 | 0.0848 | 0.1327 | 0 | 0 | 2.7 | 0 | 24 | within_range | 1.27 | 0.0424 | VACANT | Vacant - off
2024-07-17T02:15:00 | 0 |  | 0 | 0.1903 | 0.0247 | 0 | 0 | 2.7 | 0 | 26.8 | within_range | 2.85 | 0.0951 | VACANT | Vacant - off
2024-07-17T02:30:00 | 0 |  | 0 | 0.225 | 0 | 0 | 0 | 2.7 | 0 | 24 | within_range | 3.38 | 0.1125 | VACANT | Vacant - off
2024-07-17T02:45:00 | 0 |  | 0 | 0.2162 | 0.0112 | 0 | 0 | 2.7 | 0 | 25.1 | within_range | 3.24 | 0.1081 | VACANT | Vacant - off
2024-07-17T03:00:00 | 0 |  | 0 | 0.2425 | 0 | 0 | 0 | 2.7 | 0 | 24.4 | within_range | 3.64 | 0.1212 | VACANT | Vacant - off
2024-07-17T03:15:00 | 0 |  | 0 | 0.2025 | 0 | 0 | 0 | 2.7 | 0 | 25.3 | within_range | 3.04 | 0.1013 | VACANT | Vacant - off
2024-07-17T03:30:00 | 0 |  | 0 | 0.0687 | 0.0788 | 0 | 0 | 2.7 | 0 | 24.8 | within_range | 1.03 | 0.0343 | VACANT | Vacant - off
2024-07-17T03:45:00 | 0 |  | 0 | 0.1475 | 0 | 0 | 0 | 2.7 | 0 | 24 | within_range | 2.21 | 0.0737 | VACANT | Vacant - off
2024-07-17T04:00:00 | 0 |  | 0 | 0.15 | 0.0675 | 0 | 0 | 2.7 | 0 | 25.9 | within_range | 2.25 | 0.075 | VACANT | Vacant - off
2024-07-17T04:15:00 | 0 |  | 0 | 0.18 | 0 | 0 | 0 | 2.7 | 0 | 27 | within_range | 2.7 | 0.09 | VACANT | Vacant - off
2024-07-17T04:30:00 | 0 |  | 0 | 0.0203 | 0.1372 | 0 | 0 | 2.7 | 0 | 25.2 | within_range | 0.3 | 0.0101 | VACANT | Vacant - off
2024-07-17T04:45:00 | 0 |  | 0 | 0.1375 | 0 | 0 | 0 | 2.7 | 0 | 27 | within_range | 2.06 | 0.0688 | VACANT | Vacant - off
2024-07-17T05:00:00 | 0 |  | 0 | 0.0205 | 0.117 | 0 | 0 | 2.7 | 0 | 27.5 | within_range | 0.31 | 0.0103 | VACANT | Vacant - off
2024-07-17T05:15:00 | 0 |  | 0 | 0.1168 | 0.0158 | 0 | 0 | 2.7 | 0 | 27 | within_range | 1.75 | 0.0584 | VACANT | Vacant - off
2024-07-17T05:30:00 | 0 |  | 0 | 0.1222 | 0.0653 | 0 | 0 | 2.7 | 0 | 27.1 | within_range | 1.83 | 0.0611 | VACANT | Vacant - off
2024-07-17T05:45:00 | 0 |  | 0 | 0.175 | 0 | 0 | 0 | 2.7 | 0 | 27 | within_range | 2.62 | 0.0875 | VACANT | Vacant - off
2024-07-17T06:00:00 | 0 |  | 0 | 0.121 | 0.1215 | 0 | 0 | 2.7 | 0 | 28.2 | within_range | 1.81 | 0.0605 | VACANT | Vacant - off
2024-07-17T06:15:00 | 0 |  | 0 | 0.1088 | 0.0562 | 0 | 0 | 2.7 | 0 | 27 | within_range | 1.63 | 0.0544 | VACANT | Vacant - off
2024-07-17T06:30:00 | 0 |  | 0 | 0.2425 | 0 | 0 | 0 | 2.7 | 0 | 27 | within_range | 3.64 | 0.1212 | VACANT | Vacant - off
2024-07-17T06:45:00 | 0 |  | 0 | 0.208 | 0.0045 | 0 | 0 | 2.7 | 0 | 27 | within_range | 3.12 | 0.104 | VACANT | Vacant - off
2024-07-17T07:00:00 | 0 |  | 0 | 0 | 0.15 | 0.0712 | 0 | 3.3 | 0 | 25.4 | within_range | 0 | 0 | VACANT | Vacant - off
2024-07-17T07:15:00 | 0 |  | 0 | 0 | 0.2 | 0.0237 | 0 | 3.39 | 0 | 25.3 | within_range | 0 | 0 | VACANT | Vacant - off
2024-07-17T07:30:00 | 0 |  | 0 | 0 | 0.195 | 0.0285 | 0 | 3.52 | 0 | 25.5 | within_range | 0 | 0 | VACANT | Vacant - off
2024-07-17T07:45:00 | 0 |  | 0 | 0.02 | 0.225 | 0 | 0 | 3.52 | 0 | 25.4 | within_range | 0.5 | 0.01 | VACANT | Vacant - off
2024-07-17T08:00:00 | 0 |  | 0 | 0 | 0.195 | 0.0285 | 0 | 3.66 | 0 | 26 | within_range | 0 | 0 | VACANT | Vacant - off
2024-07-17T08:15:00 | 0 |  | 0 | 0 | 0.145 | 0.076 | 0 | 4.32 | 0 | 25.8 | within_range | 0 | 0 | VACANT | Vacant - off
2024-07-17T08:30:00 | 0 |  | 0 | 0 | 0.21 | 0.0142 | 0 | 4.34 | 0 | 25.8 | within_range | 0 | 0 | VACANT | Vacant - off
2024-07-17T08:45:00 | 0 |  | 0 | 0.015 | 0.225 | 0 | 0 | 4.34 | 0 | 25.8 | within_range | 0.38 | 0.0075 | VACANT | Vacant - off
2024-07-17T09:00:00 | 0 |  | 1 | 0 | 0.21 | 0.0142 | 0 | 4.45 | 0.0125 | 26.7 | warning | 0 | 0 | SOLAR_AVAILABLE | FREE solar! (0.22 kWh)
2024-07-17T09:15:00 | 0 |  | 1 | 0 | 0.1425 | 0.0784 | 0 | 5.27 | 0.0125 | 25.2 | within_range | 0 | 0 | SOLAR_AVAILABLE | FREE solar! (0.22 kWh)
2024-07-17T09:30:00 | 0 |  | 1 | 0 | 0.19 | 0.0332 | 0 | 5.58 | 0.0125 | 25.1 | within_range | 0 | 0 | SOLAR_AVAILABLE | FREE solar! (0.22 kWh)
2024-07-17T09:45:00 | 0 |  | 1 | 0 | 0.1625 | 0.0594 | 0 | 6.19 | 0.0125 | 25 | within_range | 0 | 0 | SOLAR_AVAILABLE | FREE solar! (0.22 kWh)
2024-07-17T10:00:00 | 0 |  | 1 | 0 | 0.1575 | 0.0641 | 0 | 6.85 | 0.0125 | 25.6 | within_range | 0 | 0 | SOLAR_AVAILABLE | FREE solar! (0.22 kWh)
2024-07-17T10:15:00 | 0 |  | 1 | 0.0275 | 0.225 | 0 | 0 | 6.85 | 0.0125 | 26.9 | warning | 0.69 | 0.0138 | SOLAR_AVAILABLE | FREE solar! (0.22 kWh)
2024-07-17T10:30:00 | 0 |  | 1 | 0 | 0.2125 | 0.0119 | 0 | 6.93 | 0.0125 | 25.3 | within_range | 0 | 0 | SOLAR_AVAILABLE | FREE solar! (0.22 kWh)
2024-07-17T10:45:00 | 0 |  | 1 | 0 | 0.1475 | 0.0736 | 0 | 7.69 | 0.0125 | 25.3 | within_range | 0 | 0 | SOLAR_AVAILABLE | FREE solar! (0.22 kWh)
2024-07-17T11:00:00 | 0 |  | 1 | 0.0175 | 0.225 | 0 | 0 | 7.69 | 0.0125 | 25.7 | within_range | 0.44 | 0.0088 | SOLAR_AVAILABLE | FREE solar! (0.22 kWh)
2024-07-17T11:15:00 | 0 |  | 1 | 0 | 0.1775 | 0.0451 | 0 | 8.14 | 0.0125 | 25.6 | within_range | 0 | 0 | SOLAR_AVAILABLE | FREE solar! (0.22 kWh)
2024-07-17T11:30:00 | 0 |  | 1 | 0.0325 | 0.225 | 0 | 0 | 8.14 | 0.0125 | 25.6 | within_range | 0.81 | 0.0163 | SOLAR_AVAILABLE | FREE solar! (0.22 kWh)
2024-07-17T11:45:00 | 0 |  | 1 | 0.0175 | 0.225 | 0 | 0 | 8.14 | 0.0125 | 25.8 | within_range | 0.44 | 0.0088 | SOLAR_AVAILABLE | FREE solar! (0.22 kWh)
2024-07-17T12:00:00 | 0 |  | 1 | 0 | 0.1825 | 0.0404 | 0 | 8.54 | 0.0125 | 25.8 | within_range | 0 | 0 | SOLAR_AVAILABLE | FREE solar! (0.22 kWh)
2024-07-17T12:15:00 | 0 |  | 1 | 0 | 0.19 | 0.0332 | 0 | 8.86 | 0.0125 | 25.7 | within_range | 0 | 0 | SOLAR_AVAILABLE | FREE solar! (0.22 kWh)
2024-07-17T12:30:00 | 0 |  | 1 | 0 | 0.2225 | 0.0024 | 0 | 8.88 | 0.0125 | 25.7 | within_range | 0 | 0 | SOLAR_AVAILABLE | FREE solar! (0.22 kWh)
2024-07-17T12:45:00 | 0 |  | 1 | 0 | 0.19 | 0.0332 | 0 | 9.2 | 0.0125 | 25.8 | within_range | 0 | 0 | SOLAR_AVAILABLE | FREE solar! (0.22 kWh)
2024-07-17T13:00:00 | 0 |  | 1 | 0.0125 | 0.225 | 0 | 0 | 9.2 | 0.0125 | 25.7 | within_range | 0.31 | 0.0063 | SOLAR_AVAILABLE | FREE solar! (0.22 kWh)
2024-07-17T13:15:00 | 0 |  | 1 | 0.03 | 0.225 | 0 | 0 | 9.2 | 0.0125 | 25.6 | within_range | 0.75 | 0.015 | SOLAR_AVAILABLE | FREE solar! (0.22 kWh)
2024-07-17T13:30:00 | 0 |  | 1 | 0 | 0.185 | 0.038 | 0 | 9.57 | 0.0125 | 25.7 | within_range | 0 | 0 | SOLAR_AVAILABLE | FREE solar! (0.22 kWh)
2024-07-17T13:45:00 | 0 |  | 1 | 0 | 0.1775 | 0.0451 | 0 | 10.02 | 0.0125 | 27.5 | warning | 0 | 0 | SOLAR_AVAILABLE | FREE solar! (0.22 kWh)
2024-07-17T14:00:00 | 0 |  | 1 | 0.03 | 0.225 | 0 | 0 | 10.02 | 0.0125 | 26.5 | warning | 0.75 | 0.015 | SOLAR_AVAILABLE | FREE solar! (0.22 kWh)
2024-07-17T14:15:00 | 0 |  | 1 | 0 | 0.15 | 0.0712 | 0 | 10.76 | 0.0125 | 25.6 | within_range | 0 | 0 | SOLAR_AVAILABLE | FREE solar! (0.22 kWh)
2024-07-17T14:30:00 | 0 |  | 1 | 0.0275 | 0.225 | 0 | 0 | 10.76 | 0.0125 | 25.5 | within_range | 0.69 | 0.0138 | SOLAR_AVAILABLE | FREE solar! (0.22 kWh)
2024-07-17T14:45:00 | 0 |  | 1 | 0.035 | 0.225 | 0 | 0 | 10.76 | 0.0125 | 25.9 | within_range | 0.88 | 0.0175 | SOLAR_AVAILABLE | FREE solar! (0.22 kWh)
2024-07-17T15:00:00 | 0 |  | 1 | 0 | 0.225 | 0 | 0 | 10.77 | 0.0125 | 25 | within_range | 0 | 0 | SOLAR_AVAILABLE | FREE solar! (0.22 kWh)
2024-07-17T15:15:00 | 0 |  | 1 | 0 | 0.195 | 0.0285 | 0 | 11.04 | 0.0125 | 25.2 | within_range | 0 | 0 | SOLAR_AVAILABLE | FREE solar! (0.22 kWh)
2024-07-17T15:30:00 | 0 |  | 1 | 0 | 0.2 | 0.0237 | 0 | 11.25 | 0.0125 | 25.3 | within_range | 0 | 0 | SOLAR_AVAILABLE | FREE solar! (0.22 kWh)
2024-07-17T15:45:00 | 0 |  | 1 | 0 | 0.145 | 0.076 | 0 | 12.04 | 0.0125 | 27.2 | warning | 0 | 0 | SOLAR_AVAILABLE | FREE solar! (0.22 kWh)
2024-07-17T16:00:00 | 0 |  | 0 | 0 | 0.155 | 0.0665 | 0 | 12.59 | 0 | 25.7 | within_range | 0 | 0 | VACANT | Vacant - off
2024-07-17T16:15:00 | 0 |  | 1 | 0 | 0.155 | 0.0665 | 0 | 13.27 | 0.0125 | 24.9 | within_range | 0 | 0 | SOLAR_AVAILABLE | FREE solar! (0.22 kWh)
2024-07-17T16:30:00 | 0 |  | 0 | 0 | 0.1925 | 0.0309 | 0 | 13.44 | 0 | 25.6 | within_range | 0 | 0 | VACANT | Vacant - off
2024-07-17T16:45:00 | 0 |  | 0 | 0 | 0.135 | 0 | 0 | 13.5 | 0 | 25.7 | within_range | 0 | 0 | VACANT | Vacant - off
2024-07-17T17:00:00 | 0 |  | 0 | 0 | 0.21 | 0 | 0 | 7.16 | 0 | 25.5 | within_range | 0 | 0 | VACANT | Vacant - off
2024-07-17T17:15:00 | 0 |  | 0 | 0.025 | 0.225 | 0 | 0 | 2.69 | 0 | 25.4 | within_range | 1.12 | 0.0125 | VACANT | Vacant - off
2024-07-17T17:30:00 | 0 |  | 0 | 0 | 0.1425 | 0 | 0 | 2.69 | 0 | 25.2 | within_range | 0 | 0 | VACANT | Vacant - off
2024-07-17T17:45:00 | 0 |  | 0 | 0.005 | 0.225 | 0 | 0 | 2.69 | 0 | 25.5 | within_range | 0.23 | 0.0025 | VACANT | Vacant - off
2024-07-17T18:00:00 | 0 |  | 0 | 0.2315 | 0.0135 | 0 | 0 | 2.69 | 0 | 24.9 | within_range | 10.42 | 0.1158 | VACANT | Vacant - off
2024-07-17T18:15:00 | 0 |  | 0 | 0.205 | 0.045 | 0 | 0 | 2.69 | 0 | 25 | within_range | 9.22 | 0.1025 | VACANT | Vacant - off
2024-07-17T18:30:00 | 0 |  | 0 | 0.14 | 0 | 0 | 0 | 2.69 | 0 | 24.9 | within_range | 6.3 | 0.07 | VACANT | Vacant - off
2024-07-17T18:45:00 | 0 |  | 0 | 0.1562 | 0.0562 | 0 | 0 | 2.69 | 0 | 25 | within_range | 7.03 | 0.0781 | VACANT | Vacant - off
2024-07-17T19:00:00 | 0 |  | 0 | 0.1675 | 0 | 0 | 0 | 2.69 | 0 | 24.9 | within_range | 7.54 | 0.0838 | VACANT | Vacant - off
2024-07-17T19:15:00 | 0 |  | 0 | 0.22 | 0 | 0 | 0 | 2.69 | 0 | 25 | within_range | 9.9 | 0.11 | VACANT | Vacant - off
2024-07-17T19:30:00 | 0 |  | 0 | 0.1105 | 0.0495 | 0 | 0 | 2.69 | 0 | 25 | within_range | 4.97 | 0.0553 | VACANT | Vacant - off
2024-07-17T19:45:00 | 0 |  | 0 | 0.0988 | 0.0562 | 0 | 0 | 2.69 | 0 | 25 | within_range | 4.45 | 0.0494 | VACANT | Vacant - off
2024-07-17T20:00:00 | 0 |  | 0 | 0.1875 | 0 | 0 | 0 | 2.69 | 0 | 25 | within_range | 8.44 | 0.0938 | VACANT | Vacant - off
2024-07-17T20:15:00 | 0 |  | 0 | 0.2293 | 0.0158 | 0 | 0 | 2.69 | 0 | 24.9 | within_range | 10.32 | 0.1147 | VACANT | Vacant - off
2024-07-17T20:30:00 | 0 |  | 0 | 0 | 0.1375 | 0 | 0 | 2.69 | 0 | 25.1 | within_range | 0 | 0 | VACANT | Vacant - off
2024-07-17T20:45:00 | 0 |  | 0 | 0.0838 | 0.0562 | 0 | 0 | 2.69 | 0 | 25 | within_range | 3.77 | 0.0419 | VACANT | Vacant - off
2024-07-17T21:00:00 | 0 |  | 0 | 0.1525 | 0 | 0 | 0 | 2.69 | 0 | 24.4 | within_range | 6.86 | 0.0762 | VACANT | Vacant - off
2024-07-17T21:15:00 | 0 |  | 0 | 0 | 0.145 | 0 | 0 | 2.69 | 0 | 24 | within_range | 0 | 0 | VACANT | Vacant - off
2024-07-17T21:30:00 | 0 |  | 0 | 0.13 | 0 | 0 | 0 | 2.69 | 0 | 25 | within_range | 5.85 | 0.065 | VACANT | Vacant - off
2024-07-17T21:45:00 | 0 |  | 0 | 0.185 | 0 | 0 | 0 | 2.69 | 0 | 24 | within_range | 8.32 | 0.0925 | VACANT | Vacant - off
2024-07-17T22:00:00 | 0 |  | 0 | 0.25 | 0 | 0 | 0 | 2.69 | 0 | 24 | within_range | 3.75 | 0.125 | VACANT | Vacant - off
2024-07-17T22:15:00 | 0 |  | 0 | 0.17 | 0 | 0 | 0 | 2.69 | 0 | 25 | within_range | 2.55 | 0.085 | VACANT | Vacant - off
2024-07-17T22:30:00 | 0 |  | 0 | 0.2175 | 0 | 0 | 0 | 2.69 | 0 | 25 | within_range | 3.26 | 0.1087 | VACANT | Vacant - off
2024-07-17T22:45:00 | 0 |  | 0 | 0 | 0.2 | 0.0237 | 0 | 2.77 | 0 | 25.1 | within_range | 0 | 0 | VACANT | Vacant - off
2024-07-17T23:00:00 | 0 |  | 0 | 0.2425 | 0 | 0 | 0 | 2.77 | 0 | 24 | within_range | 3.64 | 0.1212 | VACANT | Vacant - off
2024-07-17T23:15:00 | 0 |  | 0 | 0.1293 | 0.0382 | 0 | 0 | 2.77 | 0 | 24 | within_range | 1.94 | 0.0646 | VACANT | Vacant - off
2024-07-17T23:30:00 | 0 |  | 0 | 0.174 | 0.0135 | 0 | 0 | 2.77 | 0 | 25.1 | within_range | 2.61 | 0.087 | VACANT | Vacant - off
2024-07-17T23:45:00 | 0 |  | 0 | 0.0547 | 0.1552 | 0 | 0 | 2.77 | 0 | 24 | within_range | 0.82 | 0.0273 | VACANT | Vacant - off
2024-07-18T00:00:00 | 0 |  | 0 | 0.1775 | 0 | 0 | 0 | 2.77 | 0 | 24 | within_range | 2.66 | 0.0887 | VACANT | Vacant - off
2024-07-18T00:15:00 | 0 |  | 0 | 0.1662 | 0.0112 | 0 | 0 | 2.77 | 0 | 24.3 | within_range | 2.49 | 0.0831 | VACANT | Vacant - off
2024-07-18T00:30:00 | 0 |  | 0 | 0.124 | 0.1035 | 0 | 0 | 2.77 | 0 | 24 | within_range | 1.86 | 0.062 | VACANT | Vacant - off
2024-07-18T00:45:00 | 0 |  | 0 | 0.0015 | 0.1485 | 0 | 0 | 2.77 | 0 | 24 | within_range | 0.02 | 0.0008 | VACANT | Vacant - off
2024-07-18T01:00:00 | 0 |  | 0 | 0.1427 | 0.0473 | 0 | 0 | 2.77 | 0 | 24 | within_range | 2.14 | 0.0713 | VACANT | Vacant - off
2024-07-18T01:15:00 | 0 |  | 0 | 0.1575 | 0 | 0 | 0 | 2.77 | 0 | 24 | within_range | 2.36 | 0.0788 | VACANT | Vacant - off
2024-07-18T01:30:00 | 0 |  | 0 | 0.0187 | 0.1913 | 0 | 0 | 2.77 | 0 | 24 | within_range | 0.28 | 0.0094 | VACANT | Vacant - off
2024-07-18T01:45:00 | 0 |  | 0 | 0.139 | 0.1035 | 0 | 0 | 2.77 | 0 | 24 | within_range | 2.08 | 0.0695 | VACANT | Vacant - off
2024-07-18T02:00:00 | 0 |  | 0 | 0.01 | 0.225 | 0 | 0 | 2.77 | 0 | 24.7 | within_range | 0.15 | 0.005 | VACANT | Vacant - off
2024-07-18T02:15:00 | 0 |  | 0 | 0.1458 | 0.0517 | 0 | 0 | 2.77 | 0 | 25 | within_range | 2.19 | 0.0729 | VACANT | Vacant - off
2024-07-18T02:30:00 | 0 |  | 0 | 0.145 | 0 | 0 | 0 | 2.77 | 0 | 24 | within_range | 2.17 | 0.0725 | VACANT | Vacant - off
2024-07-18T02:45:00 | 0 |  | 0 | 0.0507 | 0.1867 | 0 | 0 | 2.77 | 0 | 28 | within_range | 0.76 | 0.0254 | VACANT | Vacant - off
2024-07-18T03:00:00 | 0 |  | 0 | 0.1875 | 0 | 0 | 0 | 2.77 | 0 | 24 | within_range | 2.81 | 0.0938 | VACANT | Vacant - off
2024-07-18T03:15:00 | 0 |  | 0 | 0.1118 | 0.1057 | 0 | 0 | 2.77 | 0 | 27.4 | within_range | 1.68 | 0.0559 | VACANT | Vacant - off
2024-07-18T03:30:00 | 0 |  | 0 | 0.1275 | 0 | 0 | 0 | 2.77 | 0 | 25.8 | within_range | 1.91 | 0.0638 | VACANT | Vacant - off
2024-07-18T03:45:00 | 0 |  | 0 | 0.2275 | 0 | 0 | 0 | 2.77 | 0 | 24.4 | within_range | 3.41 | 0.1138 | VACANT | Vacant - off
2024-07-18T04:00:00 | 0 |  | 0 | 0.034 | 0.126 | 0 | 0 | 2.77 | 0 | 26.6 | within_range | 0.51 | 0.017 | VACANT | Vacant - off
2024-07-18T04:15:00 | 0 |  | 0 | 0 | 0.1475 | 0.0159 | 0 | 2.8 | 0 | 26.8 | within_range | 0 | 0 | VACANT | Vacant - off
2024-07-18T04:30:00 | 0 |  | 0 | 0.2425 | 0 | 0 | 0 | 2.8 | 0 | 27 | within_range | 3.64 | 0.1212 | VACANT | Vacant - off
2024-07-18T04:45:00 | 0 |  | 0 | 0.195 | 0 | 0 | 0 | 2.8 | 0 | 24.7 | within_range | 2.93 | 0.0975 | VACANT | Vacant - off
2024-07-18T05:00:00 | 0 |  | 0 | 0.096 | 0.054 | 0 | 0 | 2.8 | 0 | 27 | within_range | 1.44 | 0.048 | VACANT | Vacant - off
2024-07-18T05:15:00 | 0 |  | 0 | 0.2318 | 0.0158 | 0 | 0 | 2.8 | 0 | 26.3 | within_range | 3.48 | 0.1159 | VACANT | Vacant - off
2024-07-18T05:30:00 | 0 |  | 0 | 0.215 | 0 | 0 | 0 | 2.8 | 0 | 26.3 | within_range | 3.23 | 0.1075 | VACANT | Vacant - off
2024-07-18T05:45:00 | 0 |  | 0 | 0.1525 | 0 | 0 | 0 | 2.8 | 0 | 26.9 | within_range | 2.29 | 0.0762 | VACANT | Vacant - off
2024-07-18T06:00:00 | 0 |  | 0 | 0.0205 | 0.1395 | 0 | 0 | 2.8 | 0 | 28 | within_range | 0.31 | 0.0103 | VACANT | Vacant - off
2024-07-18T06:15:00 | 0 |  | 0 | 0.1933 | 0.0517 | 0 | 0 | 2.8 | 0 | 27 | within_range | 2.9 | 0.0966 | VACANT | Vacant - off
2024-07-18T06:30:00 | 0 |  | 0 | 0.1375 | 0 | 0 | 0 | 2.8 | 0 | 27 | within_range | 2.06 | 0.0688 | VACANT | Vacant - off
2024-07-18T06:45:00 | 0 |  | 0 | 0.1575 | 0 | 0 | 0 | 2.8 | 0 | 26.9 | within_range | 2.36 | 0.0788 | VACANT | Vacant - off
2024-07-18T07:00:00 | 0 |  | 0 | 0 | 0.1975 | 0.0261 | 0 | 2.91 | 0 | 25.5 | within_range | 0 | 0 | VACANT | Vacant - off
2024-07-18T07:15:00 | 0 |  | 0 | 0 | 0.1675 | 0.0546 | 0 | 3.33 | 0 | 25.4 | within_range | 0 | 0 | VACANT | Vacant - off
2024-07-18T07:30:00 | 0 |  | 0 | 0 | 0.19 | 0.0332 | 0 | 3.52 | 0 | 25.3 | within_range | 0 | 0 | VACANT | Vacant - off
2024-07-18T07:45:00 | 0 |  | 0 | 0 | 0.2075 | 0.0166 | 0 | 3.56 | 0 | 25.6 | within_range | 0 | 0 | VACANT | Vacant - off
2024-07-18T08:00:00 | 0 |  | 0 | 0 | 0.225 | 0 | 0 | 3.56 | 0 | 25.9 | within_range | 0 | 0 | VACANT | Vacant - off
2024-07-18T08:15:00 | 0 |  | 1 | 0 | 0.155 | 0.0665 | 0 | 4.25 | 0.0125 | 24.9 | within_range | 0 | 0 | SOLAR_AVAILABLE | FREE solar! (0.22 kWh)
2024-07-18T08:30:00 | 0 |  | 1 | 0 | 0.2 | 0.0237 | 0 | 4.46 | 0.0125 | 25.1 | within_range | 0 | 0 | SOLAR_AVAILABLE | FREE solar! (0.22 kWh)
2024-07-18T08:45:00 | 0 |  | 1 | 0 | 0.1825 | 0.0404 | 0 | 4.86 | 0.0125 | 24.9 | within_range | 0 | 0 | SOLAR_AVAILABLE | FREE solar! (0.22 kWh)
2024-07-18T09:00:00 | 0 |  | 1 | 0.0275 | 0.225 | 0 | 0 | 4.86 | 0.0125 | 25.2 | within_range | 0.69 | 0.0138 | SOLAR_AVAILABLE | FREE solar! (0.22 kWh)
2024-07-18T09:15:00 | 0 |  | 1 | 0 | 0.225 | 0 | 0 | 4.87 | 0.0125 | 25.2 | within_range | 0 | 0 | SOLAR_AVAILABLE | FREE solar! (0.22 kWh)
2024-07-18T09:30:00 | 0 |  | 1 | 0.0225 | 0.225 | 0 | 0 | 4.87 | 0.0125 | 25 | within_range | 0.56 | 0.0112 | SOLAR_AVAILABLE | FREE solar! (0.22 kWh)
2024-07-18T09:45:00 | 0 |  | 1 | 0 | 0.1425 | 0.0784 | 0 | 5.68 | 0.0125 | 25.4 | within_range | 0 | 0 | SOLAR_AVAILABLE | FREE solar! (0.22 kWh)
2024-07-18T10:00:00 | 0 |  | 1 | 0 | 0.145 | 0.076 | 0 | 6.47 | 0.0125 | 25.4 | within_range | 0 | 0 | SOLAR_AVAILABLE | FREE solar! (0.22 kWh)
2024-07-18T10:15:00 | 0 |  | 1 | 0.01 | 0.225 | 0 | 0 | 6.47 | 0.0125 | 25.4 | within_range | 0.25 | 0.005 | SOLAR_AVAILABLE | FREE solar! (0.22 kWh)
2024-07-18T10:30:00 | 0 |  | 1 | 0 | 0.1625 | 0.0594 | 0 | 7.08 | 0.0125 | 25.4 | within_range | 0 | 0 | SOLAR_AVAILABLE | FREE solar! (0.22 kWh)
2024-07-18T10:45:00 | 0 |  | 1 | 0.035 | 0.225 | 0 | 0 | 7.08 | 0.0125 | 25.3 | within_range | 0.88 | 0.0175 | SOLAR_AVAILABLE | FREE solar! (0.22 kWh)
2024-07-18T11:00:00 | 1 | 20 | 0 | 0.335 | 0.225 | 0 | 0 | 7.32 | 0.375 | 22 | within_range | 8.38 | 0.1675 | SOLAR_AVAILABLE | FREE solar! (0.22 kWh)
2024-07-18T11:15:00 | 0 |  | 1 | 0 | 0.1525 | 0.0689 | 0 | 8.03 | 0.0125 | 25.7 | within_range | 0 | 0 | SOLAR_AVAILABLE | FREE solar! (0.22 kWh)
2024-07-18T11:30:00 | 0 |  | 1 | 0 | 0.1925 | 0.0309 | 0 | 8.32 | 0.0125 | 25.6 | within_range | 0 | 0 | SOLAR_AVAILABLE | FREE solar! (0.22 kWh)
2024-07-18T11:45:00 | 0 |  | 1 | 0 | 0.165 | 0.057 | 0 | 8.9 | 0.0125 | 25.7 | within_range | 0 | 0 | SOLAR_AVAILABLE | FREE solar! (0.22 kWh)
2024-07-18T12:00:00 | 0 |  | 1 | 0.0325 | 0.225 | 0 | 0 | 8.9 | 0.0125 | 27.5 | warning | 0.81 | 0.0163 | SOLAR_AVAILABLE | FREE solar! (0.22 kWh)
2024-07-18T12:15:00 | 0 |  | 1 | 0 | 0.175 | 0.0475 | 0 | 9.38 | 0.0125 | 25.6 | within_range | 0 | 0 | SOLAR_AVAILABLE | FREE solar! (0.22 kWh)
2024-07-18T12:30:00 | 0 |  | 1 | 0 | 0.19 | 0.0332 | 0 | 9.7 | 0.0125 | 25.7 | within_range | 0 | 0 | SOLAR_AVAILABLE | FREE solar! (0.22 kWh)
2024-07-18T12:45:00 | 0 |  | 1 | 0 | 0.1575 | 0.0641 | 0 | 10.35 | 0.0125 | 25.7 | within_range | 0 | 0 | SOLAR_AVAILABLE | FREE solar! (0.22 kWh)
2024-07-18T13:00:00 | 0 |  | 1 | 0 | 0.2125 | 0.0119 | 0 | 10.44 | 0.0125 | 25.6 | within_range | 0 | 0 | SOLAR_AVAILABLE | FREE solar! (0.22 kWh)
2024-07-18T13:15:00 | 0 |  | 1 | 0.0075 | 0.225 | 0 | 0 | 10.44 | 0.0125 | 25.8 | within_range | 0.19 | 0.0037 | SOLAR_AVAILABLE | FREE solar! (0.22 kWh)
2024-07-18T13:30:00 | 0 |  | 1 | 0 | 0.1925 | 0.0309 | 0 | 10.73 | 0.0125 | 25.7 | within_range | 0 | 0 | SOLAR_AVAILABLE | FREE solar! (0.22 kWh)
2024-07-18T13:45:00 | 0 |  | 1 | 0 | 0.165 | 0.057 | 0 | 11.31 | 0.0125 | 26.4 | warning | 0 | 0 | SOLAR_AVAILABLE | FREE solar! (0.22 kWh)
2024-07-18T14:00:00 | 1 | 20 | 0 | 0.37 | 0.225 | 0 | 0 | 11.32 | 0.375 | 22 | within_range | 9.25 | 0.185 | SOLAR_AVAILABLE | FREE solar! (0.22 kWh)
2024-07-18T14:15:00 | 0 |  | 1 | 0 | 0.1575 | 0.0641 | 0 | 11.98 | 0.0125 | 25.2 | within_range | 0 | 0 | SOLAR_AVAILABLE | FREE solar! (0.22 kWh)
2024-07-18T14:30:00 | 0 |  | 1 | 0.025 | 0.225 | 0 | 0 | 11.98 | 0.0125 | 25.5 | within_range | 0.62 | 0.0125 | SOLAR_AVAILABLE | FREE solar! (0.22 kWh)
2024-07-18T14:45:00 | 0 |  | 1 | 0 | 0.175 | 0.0475 | 0 | 12.45 | 0.0125 | 26.2 | warning | 0 | 0 | SOLAR_AVAILABLE | FREE solar! (0.22 kWh)
2024-07-18T15:00:00 | 0 |  | 1 | 0 | 0.2125 | 0.0119 | 0 | 12.53 | 0.0125 | 25.2 | within_range | 0 | 0 | SOLAR_AVAILABLE | FREE solar! (0.22 kWh)
2024-07-18T15:15:00 | 0 |  | 1 | 0.0075 | 0.225 | 0 | 0 | 12.54 | 0.0125 | 26.3 | warning | 0.19 | 0.0037 | SOLAR_AVAILABLE | FREE solar! (0.22 kWh)
2024-07-18T15:30:00 | 0 |  | 1 | 0 | 0.16 | 0.0617 | 0 | 13.17 | 0.0125 | 25.3 | within_range | 0 | 0 | SOLAR_AVAILABLE | FREE solar! (0.22 kWh)
2024-07-18T15:45:00 | 0 |  | 1 | 0 | 0.215 | 0.0095 | 0 | 13.24 | 0.0125 | 25.3 | within_range | 0 | 0 | SOLAR_AVAILABLE | FREE solar! (0.22 kWh)
2024-07-18T16:00:00 | 0 |  | 1 | 0 | 0.185 | 0.038 | 0 | 13.5 | 0.0125 | 25 | within_range | 0 | 0 | SOLAR_AVAILABLE | FREE solar! (0.22 kWh)
2024-07-18T16:15:00 | 0 |  | 0 | 0 | 0.1425 | 0 | 0 | 13.5 | 0 | 25.9 | within_range | 0 | 0 | VACANT | Vacant - off
2024-07-18T16:30:00 | 0 |  | 1 | 0.005 | 0.225 | 0 | 0 | 13.5 | 0.0125 | 24.9 | within_range | 0.12 | 0.0025 | SOLAR_AVAILABLE | FREE solar! (0.22 kWh)
2024-07-18T16:45:00 | 0 |  | 1 | 0 | 0.16 | 0 | 0 | 13.5 | 0.0125 | 24.9 | within_range | 0 | 0 | SOLAR_AVAILABLE | FREE solar! (0.22 kWh)
2024-07-18T17:00:00 | 0 |  | 0 | 0 | 0.195 | 0 | 0 | 7.47 | 0 | 25.4 | within_range | 0 | 0 | VACANT | Vacant - off
2024-07-18T17:15:00 | 0 |  | 0 | 0 | 0.21 | 0 | 0 | 2.7 | 0 | 25.3 | within_range | 0 | 0 | VACANT | Vacant - off
2024-07-18T17:30:00 | 0 |  | 0 | 0 | 0.2025 | 0 | 0 | 2.7 | 0 | 25.1 | within_range | 0 | 0 | VACANT | Vacant - off
2024-07-18T17:45:00 | 0 |  | 0 | 0 | 0.145 | 0 | 0 | 2.7 | 0 | 25.3 | within_range | 0 | 0 | VACANT | Vacant - off
2024-07-18T18:00:00 | 0 |  | 0 | 0.1575 | 0.045 | 0 | 0 | 2.7 | 0 | 25 | within_range | 7.09 | 0.0788 | VACANT | Vacant - off
2024-07-18T18:15:00 | 0 |  | 0 | 0.1802 | 0.0022 | 0 | 0 | 2.7 | 0 | 24.9 | within_range | 8.11 | 0.0901 | VACANT | Vacant - off
2024-07-18T18:30:00 | 0 |  | 0 | 0.235 | 0 | 0 | 0 | 2.7 | 0 | 24.9 | within_range | 10.57 | 0.1175 | VACANT | Vacant - off
2024-07-18T18:45:00 | 0 |  | 0 | 0.1725 | 0 | 0 | 0 | 2.7 | 0 | 24.9 | within_range | 7.76 | 0.0862 | VACANT | Vacant - off
2024-07-18T19:00:00 | 0 |  | 0 | 0.0723 | 0.0653 | 0 | 0 | 2.7 | 0 | 25 | within_range | 3.25 | 0.0362 | VACANT | Vacant - off
2024-07-18T19:15:00 | 0 |  | 0 | 0.1525 | 0 | 0 | 0 | 2.7 | 0 | 25 | within_range | 6.86 | 0.0762 | VACANT | Vacant - off
2024-07-18T19:30:00 | 0 |  | 0 | 0.155 | 0 | 0 | 0 | 2.7 | 0 | 24.9 | within_range | 6.97 | 0.0775 | VACANT | Vacant - off
2024-07-18T19:45:00 | 0 |  | 0 | 0.0183 | 0.1642 | 0 | 0 | 2.7 | 0 | 25.1 | within_range | 0.82 | 0.0092 | VACANT | Vacant - off
2024-07-18T20:00:00 | 0 |  | 0 | 0 | 0.135 | 0 | 0 | 2.7 | 0 | 25.1 | within_range | 0 | 0 | VACANT | Vacant - off
2024-07-18T20:15:00 | 0 |  | 0 | 0.2275 | 0 | 0 | 0 | 2.7 | 0 | 25 | within_range | 10.24 | 0.1138 | VACANT | Vacant - off
2024-07-18T20:30:00 | 0 |  | 0 | 0.114 | 0.1035 | 0 | 0 | 2.7 | 0 | 25.1 | within_range | 5.13 | 0.057 | VACANT | Vacant - off
2024-07-18T20:45:00 | 0 |  | 0 | 0.1455 | 0.0495 | 0 | 0 | 2.7 | 0 | 25 | within_range | 6.55 | 0.0727 | VACANT | Vacant - off
2024-07-18T21:00:00 | 0 |  | 0 | 0.2185 | 0.009 | 0 | 0 | 2.7 | 0 | 24 | within_range | 9.83 | 0.1092 | VACANT | Vacant - off
2024-07-18T21:15:00 | 0 |  | 0 | 0.1325 | 0 | 0 | 0 | 2.7 | 0 | 25 | within_range | 5.96 | 0.0663 | VACANT | Vacant - off
2024-07-18T21:30:00 | 0 |  | 0 | 0.235 | 0 | 0 | 0 | 2.7 | 0 | 25 | within_range | 10.57 | 0.1175 | VACANT | Vacant - off
2024-07-18T21:45:00 | 0 |  | 0 | 0.1683 | 0.0517 | 0 | 0 | 2.7 | 0 | 25.1 | within_range | 7.57 | 0.0842 | VACANT | Vacant - off
2024-07-18T22:00:00 | 0 |  | 0 | 0 | 0.1275 | 0.0392 | 0 | 2.95 | 0 | 24 | within_range | 0 | 0 | VACANT | Vacant - off
2024-07-18T22:15:00 | 0 |  | 0 | 0.0017 | 0.1283 | 0 | 0 | 2.95 | 0 | 24.9 | within_range | 0.03 | 0.0008 | VACANT | Vacant - off
2024-07-18T22:30:00 | 0 |  | 0 | 0.099 | 0.0585 | 0 | 0 | 2.95 | 0 | 24.1 | within_range | 1.49 | 0.0495 | VACANT | Vacant - off
2024-07-18T22:45:00 | 0 |  | 0 | 0.154 | 0.036 | 0 | 0 | 2.95 | 0 | 24 | within_range | 2.31 | 0.077 | VACANT | Vacant - off
2024-07-18T23:00:00 | 0 |  | 0 | 0.219 | 0.0135 | 0 | 0 | 2.95 | 0 | 24 | within_range | 3.29 | 0.1095 | VACANT | Vacant - off
2024-07-18T23:15:00 | 0 |  | 0 | 0.1125 | 0.0675 | 0 | 0 | 2.95 | 0 | 24.2 | within_range | 1.69 | 0.0563 | VACANT | Vacant - off
2024-07-18T23:30:00 | 0 |  | 0 | 0.235 | 0 | 0 | 0 | 2.95 | 0 | 24.1 | within_range | 3.52 | 0.1175 | VACANT | Vacant - off
2024-07-18T23:45:00 | 0 |  | 0 | 0.15 | 0 | 0 | 0 | 2.95 | 0 | 24.2 | within_range | 2.25 | 0.075 | VACANT | Vacant - off
2024-07-19T00:00:00 | 0 |  | 0 | 0.19 | 0 | 0 | 0 | 2.95 | 0 | 24.6 | within_range | 2.85 | 0.095 | VACANT | Vacant - off
2024-07-19T00:15:00 | 0 |  | 0 | 0.1675 | 0 | 0 | 0 | 2.95 | 0 | 24.5 | within_range | 2.51 | 0.0838 | VACANT | Vacant - off
2024-07-19T00:30:00 | 0 |  | 0 | 0.1955 | 0.027 | 0 | 0 | 2.95 | 0 | 24 | within_range | 2.93 | 0.0978 | VACANT | Vacant - off
2024-07-19T00:45:00 | 0 |  | 0 | 0.2175 | 0 | 0 | 0 | 2.95 | 0 | 24 | within_range | 3.26 | 0.1087 | VACANT | Vacant - off
2024-07-19T01:00:00 | 0 |  | 0 | 0.0685 | 0.144 | 0 | 0 | 2.95 | 0 | 24 | within_range | 1.03 | 0.0343 | VACANT | Vacant - off
2024-07-19T01:15:00 | 0 |  | 0 | 0.101 | 0.1215 | 0 | 0 | 2.95 | 0 | 24 | within_range | 1.52 | 0.0505 | VACANT | Vacant - off
2024-07-19T01:30:00 | 0 |  | 0 | 0.0635 | 0.0765 | 0 | 0 | 2.95 | 0 | 25 | within_range | 0.95 | 0.0318 | VACANT | Vacant - off
2024-07-19T01:45:00 | 0 |  | 0 | 0.195 | 0 | 0 | 0 | 2.95 | 0 | 24 | within_range | 2.93 | 0.0975 | VACANT | Vacant - off
2024-07-19T02:00:00 | 0 |  | 0 | 0.129 | 0.0585 | 0 | 0 | 2.95 | 0 | 24.9 | within_range | 1.94 | 0.0645 | VACANT | Vacant - off
2024-07-19T02:15:00 | 0 |  | 0 | 0.165 | 0 | 0 | 0 | 2.95 | 0 | 24 | within_range | 2.48 | 0.0825 | VACANT | Vacant - off
2024-07-19T02:30:00 | 0 |  | 0 | 0.1875 | 0 | 0 | 0 | 2.95 | 0 | 24 | within_range | 2.81 | 0.0938 | VACANT | Vacant - off
2024-07-19T02:45:00 | 0 |  | 0 | 0.1325 | 0 | 0 | 0 | 2.95 | 0 | 25 | within_range | 1.99 | 0.0663 | VACANT | Vacant - off
2024-07-19T03:00:00 | 0 |  | 0 | 0.1175 | 0.0675 | 0 | 0 | 2.95 | 0 | 24.4 | within_range | 1.76 | 0.0587 | VACANT | Vacant - off
2024-07-19T03:15:00 | 0 |  | 0 | 0.1437 | 0.0112 | 0 | 0 | 2.95 | 0 | 25.5 | within_range | 2.16 | 0.0718 | VACANT | Vacant - off
2024-07-19T03:30:00 | 0 |  | 0 | 0.1352 | 0.0697 | 0 | 0 | 2.95 | 0 | 26.2 | within_range | 2.03 | 0.0676 | VACANT | Vacant - off
2024-07-19T03:45:00 | 0 |  | 0 | 0.1805 | 0.027 | 0 | 0 | 2.95 | 0 | 24.7 | within_range | 2.71 | 0.0902 | VACANT | Vacant - off
2024-07-19T04:00:00 | 0 |  | 0 | 0.0348 | 0.1777 | 0 | 0 | 2.95 | 0 | 25.3 | within_range | 0.52 | 0.0174 | VACANT | Vacant - off
2024-07-19T04:15:00 | 0 |  | 0 | 0.0632 | 0.1193 | 0 | 0 | 2.95 | 0 | 27.4 | within_range | 0.95 | 0.0316 | VACANT | Vacant - off
2024-07-19T04:30:00 | 0 |  | 0 | 0.1238 | 0.0112 | 0 | 0 | 2.95 | 0 | 26.2 | within_range | 1.86 | 0.0619 | VACANT | Vacant - off
2024-07-19T04:45:00 | 0 |  | 0 | 0.0485 | 0.0765 | 0 | 0 | 2.95 | 0 | 27.1 | within_range | 0.73 | 0.0243 | VACANT | Vacant - off
2024-07-19T05:00:00 | 0 |  | 0 | 0 | 0.1975 | 0.0261 | 0 | 3.03 | 0 | 28.6 | within_range | 0 | 0 | VACANT | Vacant - off
2024-07-19T05:15:00 | 0 |  | 0 | 0 | 0.14 | 0.0444 | 0 | 3.23 | 0 | 27.9 | within_range | 0 | 0 | VACANT | Vacant - off
2024-07-19T05:30:00 | 0 |  | 0 | 0.215 | 0 | 0 | 0 | 3.23 | 0 | 27 | within_range | 3.23 | 0.1075 | VACANT | Vacant - off
2024-07-19T05:45:00 | 0 |  | 0 | 0.0137 | 0.1913 | 0 | 0 | 3.23 | 0 | 28.3 | within_range | 0.21 | 0.0069 | VACANT | Vacant - off
2024-07-19T06:00:00 | 0 |  | 0 | 0.2025 | 0.045 | 0 | 0 | 3.23 | 0 | 27 | within_range | 3.04 | 0.1013 | VACANT | Vacant - off
2024-07-19T06:15:00 | 0 |  | 0 | 0.1675 | 0 | 0 | 0 | 3.23 | 0 | 27 | within_range | 2.51 | 0.0838 | VACANT | Vacant - off
2024-07-19T06:30:00 | 0 |  | 0 | 0.1325 | 0 | 0 | 0 | 3.23 | 0 | 26.9 | within_range | 1.99 | 0.0663 | VACANT | Vacant - off
2024-07-19T06:45:00 | 0 |  | 0 | 0.1525 | 0 | 0 | 0 | 3.23 | 0 | 27 | within_range | 2.29 | 0.0762 | VACANT | Vacant - off
2024-07-19T07:00:00 | 0 |  | 0 | 0 | 0.1875 | 0.0356 | 0 | 3.44 | 0 | 25.3 | within_range | 0 | 0 | VACANT | Vacant - off
2024-07-19T07:15:00 | 0 |  | 0 | 0.0075 | 0.225 | 0 | 0 | 3.44 | 0 | 25.3 | within_range | 0.19 | 0.0037 | VACANT | Vacant - off
2024-07-19T07:30:00 | 0 |  | 0 | 0.015 | 0.225 | 0 | 0 | 3.44 | 0 | 25.6 | within_range | 0.38 | 0.0075 | VACANT | Vacant - off
2024-07-19T07:45:00 | 0 |  | 0 | 0 | 0.1425 | 0.0784 | 0 | 4.13 | 0 | 25.3 | within_range | 0 | 0 | VACANT | Vacant - off
2024-07-19T08:00:00 | 0 |  | 0 | 0 | 0.2 | 0.0237 | 0 | 4.21 | 0 | 25.8 | within_range | 0 | 0 | VACANT | Vacant - off
2024-07-19T08:15:00 | 0 |  | 0 | 0 | 0.1975 | 0.0261 | 0 | 4.32 | 0 | 25.8 | within_range | 0 | 0 | VACANT | Vacant - off
2024-07-19T08:30:00 | 0 |  | 1 | 0.0275 | 0.225 | 0 | 0 | 4.32 | 0.0125 | 25 | within_range | 0.69 | 0.0138 | SOLAR_AVAILABLE | FREE solar! (0.22 kWh)
2024-07-19T08:45:00 | 0 |  | 1 | 0 | 0.2025 | 0.0214 | 0 | 4.51 | 0.0125 | 24.9 | within_range | 0 | 0 | SOLAR_AVAILABLE | FREE solar! (0.22 kWh)
2024-07-19T09:00:00 | 0 |  | 1 | 0 | 0.1625 | 0.0594 | 0 | 5.11 | 0.0125 | 25.1 | within_range | 0 | 0 | SOLAR_AVAILABLE | FREE solar! (0.22 kWh)
2024-07-19T09:15:00 | 0 |  | 1 | 0 | 0.14 | 0.0807 | 0 | 5.95 | 0.0125 | 25 | within_range | 0 | 0 | SOLAR_AVAILABLE | FREE solar! (0.22 kWh)
2024-07-19T09:30:00 | 0 |  | 1 | 0 | 0.16 | 0.0617 | 0 | 6.59 | 0.0125 | 25.2 | within_range | 0 | 0 | SOLAR_AVAILABLE | FREE solar! (0.22 kWh)
2024-07-19T09:45:00 | 0 |  | 1 | 0 | 0.17 | 0.0522 | 0 | 7.11 | 0.0125 | 25 | within_range | 0 | 0 | SOLAR_AVAILABLE | FREE solar! (0.22 kWh)
2024-07-19T10:00:00 | 0 |  | 1 | 0 | 0.14 | 0.0807 | 0 | 7.95 | 0.0125 | 25.5 | within_range | 0 | 0 | SOLAR_AVAILABLE | FREE solar! (0.22 kWh)
2024-07-19T10:15:00 | 0 |  | 1 | 0 | 0.185 | 0.038 | 0 | 8.32 | 0.0125 | 25.5 | within_range | 0 | 0 | SOLAR_AVAILABLE | FREE solar! (0.22 kWh)
2024-07-19T10:30:00 | 0 |  | 1 | 0.0275 | 0.225 | 0 | 0 | 8.32 | 0.0125 | 25.4 | within_range | 0.69 | 0.0138 | SOLAR_AVAILABLE | FREE solar! (0.22 kWh)
2024-07-19T10:45:00 | 0 |  | 1 | 0 | 0.165 | 0.057 | 0 | 8.9 | 0.0125 | 25.5 | within_range | 0 | 0 | SOLAR_AVAILABLE | FREE solar! (0.22 kWh)
2024-07-19T11:00:00 | 0 |  | 1 | 0.01 | 0.225 | 0 | 0 | 8.91 | 0.0125 | 25.5 | within_range | 0.25 | 0.005 | SOLAR_AVAILABLE | FREE solar! (0.22 kWh)
2024-07-19T11:15:00 | 0 |  | 1 | 0 | 0.1625 | 0.0594 | 0 | 9.51 | 0.0125 | 25.7 | within_range | 0 | 0 | SOLAR_AVAILABLE | FREE solar! (0.22 kWh)
2024-07-19T11:30:00 | 1 | 20 | 0 | 0.32 | 0.225 | 0 | 0 | 9.91 | 0.375 | 22 | within_range | 8 | 0.16 | SOLAR_AVAILABLE | FREE solar! (0.22 kWh)
2024-07-19T11:45:00 | 0 |  | 1 | 0.0025 | 0.225 | 0 | 0 | 9.92 | 0.0125 | 25.5 | within_range | 0.06 | 0.0013 | SOLAR_AVAILABLE | FREE solar! (0.22 kWh)
2024-07-19T12:00:00 | 0 |  | 1 | 0 | 0.2075 | 0.0166 | 0 | 10.05 | 0.0125 | 25.8 | within_range | 0 | 0 | SOLAR_AVAILABLE | FREE solar! (0.22 kWh)
2024-07-19T12:15:00 | 0 |  | 1 | 0.0175 | 0.225 | 0 | 0 | 10.05 | 0.0125 | 27.3 | warning | 0.44 | 0.0088 | SOLAR_AVAILABLE | FREE solar! (0.22 kWh)
2024-07-19T12:30:00 | 1 | 20 | 0 | 0.3175 | 0.225 | 0 | 0 | 10.48 | 0.375 | 22 | within_range | 7.94 | 0.1588 | SOLAR_AVAILABLE | FREE solar! (0.22 kWh)
2024-07-19T12:45:00 | 0 |  | 1 | 0 | 0.2075 | 0.0166 | 0 | 10.61 | 0.0125 | 27.5 | warning | 0 | 0 | SOLAR_AVAILABLE | FREE solar! (0.22 kWh)
2024-07-19T13:00:00 | 0 |  | 1 | 0 | 0.16 | 0.0617 | 0 | 11.24 | 0.0125 | 25.6 | within_range | 0 | 0 | SOLAR_AVAILABLE | FREE solar! (0.22 kWh)
2024-07-19T13:15:00 | 0 |  | 1 | 0.0125 | 0.225 | 0 | 0 | 11.24 | 0.0125 | 26.7 | warning | 0.31 | 0.0063 | SOLAR_AVAILABLE | FREE solar! (0.22 kWh)
2024-07-19T13:30:00 | 0 |  | 1 | 0 | 0.215 | 0.0095 | 0 | 11.31 | 0.0125 | 25.5 | within_range | 0 | 0 | SOLAR_AVAILABLE | FREE solar! (0.22 kWh)
2024-07-19T13:45:00 | 0 |  | 1 | 0 | 0.19 | 0.0332 | 0 | 11.63 | 0.0125 | 25.4 | within_range | 0 | 0 | SOLAR_AVAILABLE | FREE solar! (0.22 kWh)
2024-07-19T14:00:00 | 0 |  | 1 | 0 | 0.1975 | 0.0261 | 0 | 11.87 | 0.0125 | 25.3 | within_range | 0 | 0 | SOLAR_AVAILABLE | FREE solar! (0.22 kWh)
2024-07-19T14:15:00 | 0 |  | 1 | 0 | 0.215 | 0.0095 | 0 | 11.94 | 0.0125 | 25.5 | within_range | 0 | 0 | SOLAR_AVAILABLE | FREE solar! (0.22 kWh)
2024-07-19T14:30:00 | 0 |  | 1 | 0 | 0.1725 | 0.0499 | 0 | 12.44 | 0.0125 | 25.6 | within_range | 0 | 0 | SOLAR_AVAILABLE | FREE solar! (0.22 kWh)
2024-07-19T14:45:00 | 0 |  | 1 | 0 | 0.2125 | 0.0119 | 0 | 12.52 | 0.0125 | 25.5 | within_range | 0 | 0 | SOLAR_AVAILABLE | FREE solar! (0.22 kWh)
2024-07-19T15:00:00 | 0 |  | 1 | 0 | 0.16 | 0.0617 | 0 | 13.16 | 0.0125 | 25.1 | within_range | 0 | 0 | SOLAR_AVAILABLE | FREE solar! (0.22 kWh)
2024-07-19T15:15:00 | 0 |  | 1 | 0.015 | 0.225 | 0 | 0 | 13.16 | 0.0125 | 25.3 | within_range | 0.38 | 0.0075 | SOLAR_AVAILABLE | FREE solar! (0.22 kWh)
2024-07-19T15:30:00 | 0 |  | 1 | 0 | 0.1525 | 0.0689 | 0 | 13.5 | 0.0125 | 25.2 | within_range | 0 | 0 | SOLAR_AVAILABLE | FREE solar! (0.22 kWh)
2024-07-19T15:45:00 | 0 |  | 1 | 0 | 0.1625 | 0 | 0 | 13.5 | 0.0125 | 25 | within_range | 0 | 0 | SOLAR_AVAILABLE | FREE solar! (0.22 kWh)
2024-07-19T16:00:00 | 0 |  | 0 | 0 | 0.1525 | 0 | 0 | 13.5 | 0 | 25.9 | within_range | 0 | 0 | VACANT | Vacant - off
2024-07-19T16:15:00 | 0 |  | 0 | 0 | 0.195 | 0 | 0 | 13.5 | 0 | 25.8 | within_range | 0 | 0 | VACANT | Vacant - off
2024-07-19T16:30:00 | 0 |  | 0 | 0 | 0.1525 | 0 | 0 | 13.5 | 0 | 25.7 | within_range | 0 | 0 | VACANT | Vacant - off
2024-07-19T16:45:00 | 0 |  | 0 | 0 | 0.1775 | 0 | 0 | 13.5 | 0 | 25.7 | within_range | 0 | 0 | VACANT | Vacant - off
2024-07-19T17:00:00 | 0 |  | 0 | 0 | 0.2025 | 0 | 0 | 7.33 | 0 | 25.4 | within_range | 0 | 0 | VACANT | Vacant - off
2024-07-19T17:15:00 | 0 |  | 0 | 0 | 0.1425 | 0 | 0 | 2.69 | 0 | 25.3 | within_range | 0 | 0 | VACANT | Vacant - off
2024-07-19T17:30:00 | 0 |  | 0 | 0 | 0.145 | 0 | 0 | 2.69 | 0 | 25.3 | within_range | 0 | 0 | VACANT | Vacant - off
2024-07-19T17:45:00 | 0 |  | 0 | 0 | 0.1575 | 0 | 0 | 2.69 | 0 | 25.4 | within_range | 0 | 0 | VACANT | Vacant - off
2024-07-19T18:00:00 | 0 |  | 0 | 0.1525 | 0 | 0 | 0 | 2.69 | 0 | 24.9 | within_range | 6.86 | 0.0762 | VACANT | Vacant - off
2024-07-19T18:15:00 | 0 |  | 0 | 0.1278 | 0.0022 | 0 | 0 | 2.69 | 0 | 24.9 | within_range | 5.75 | 0.0639 | VACANT | Vacant - off
2024-07-19T18:30:00 | 0 |  | 0 | 0.205 | 0 | 0 | 0 | 2.69 | 0 | 24.9 | within_range | 9.22 | 0.1025 | VACANT | Vacant - off
2024-07-19T18:45:00 | 0 |  | 0 | 0.0242 | 0.1507 | 0 | 0 | 2.69 | 0 | 25.1 | within_range | 1.09 | 0.0121 | VACANT | Vacant - off
2024-07-19T19:00:00 | 0 |  | 0 | 0.2335 | 0.009 | 0 | 0 | 2.69 | 0 | 24.9 | within_range | 10.51 | 0.1168 | VACANT | Vacant - off
2024-07-19T19:15:00 | 0 |  | 0 | 0.1625 | 0.045 | 0 | 0 | 2.69 | 0 | 25 | within_range | 7.31 | 0.0813 | VACANT | Vacant - off
2024-07-19T19:30:00 | 0 |  | 0 | 0.1753 | 0.0473 | 0 | 0 | 2.69 | 0 | 25 | within_range | 7.89 | 0.0877 | VACANT | Vacant - off
2024-07-19T19:45:00 | 0 |  | 0 | 0.0228 | 0.1147 | 0 | 0 | 2.69 | 0 | 25 | within_range | 1.03 | 0.0114 | VACANT | Vacant - off
2024-07-19T20:00:00 | 0 |  | 0 | 0.1875 | 0 | 0 | 0 | 2.69 | 0 | 25 | within_range | 8.44 | 0.0938 | VACANT | Vacant - off
2024-07-19T20:15:00 | 0 |  | 0 | 0.162 | 0.063 | 0 | 0 | 2.69 | 0 | 25 | within_range | 7.29 | 0.081 | VACANT | Vacant - off
2024-07-19T20:30:00 | 0 |  | 0 | 0.1575 | 0 | 0 | 0 | 2.69 | 0 | 25 | within_range | 7.09 | 0.0788 | VACANT | Vacant - off
2024-07-19T20:45:00 | 0 |  | 0 | 0.0105 | 0.1845 | 0 | 0 | 2.69 | 0 | 25.2 | within_range | 0.47 | 0.0053 | VACANT | Vacant - off
2024-07-19T21:00:00 | 0 |  | 0 | 0.2475 | 0 | 0 | 0 | 2.69 | 0 | 24 | within_range | 11.14 | 0.1237 | VACANT | Vacant - off
2024-07-19T21:15:00 | 0 |  | 0 | 0 | 0.1625 | 0 | 0 | 2.69 | 0 | 25.2 | within_range | 0 | 0 | VACANT | Vacant - off
2024-07-19T21:30:00 | 0 |  | 0 | 0.1825 | 0 | 0 | 0 | 2.69 | 0 | 25 | within_range | 8.21 | 0.0912 | VACANT | Vacant - off
2024-07-19T21:45:00 | 0 |  | 0 | 0.2025 | 0 | 0 | 0 | 2.69 | 0 | 24.6 | within_range | 9.11 | 0.1013 | VACANT | Vacant - off
2024-07-19T22:00:00 | 0 |  | 0 | 0.2142 | 0.0158 | 0 | 0 | 2.69 | 0 | 24 | within_range | 3.21 | 0.1071 | VACANT | Vacant - off
2024-07-19T22:15:00 | 0 |  | 0 | 0.1748 | 0.0427 | 0 | 0 | 2.69 | 0 | 24 | within_range | 2.62 | 0.0874 | VACANT | Vacant - off
2024-07-19T22:30:00 | 0 |  | 0 | 0.1625 | 0 | 0 | 0 | 2.69 | 0 | 25 | within_range | 2.44 | 0.0813 | VACANT | Vacant - off
2024-07-19T22:45:00 | 0 |  | 0 | 0.215 | 0 | 0 | 0 | 2.69 | 0 | 25 | within_range | 3.23 | 0.1075 | VACANT | Vacant - off
2024-07-19T23:00:00 | 0 |  | 0 | 0.0647 | 0.1103 | 0 | 0 | 2.69 | 0 | 24 | within_range | 0.97 | 0.0323 | VACANT | Vacant - off
2024-07-19T23:15:00 | 0 |  | 0 | 0.1162 | 0.0562 | 0 | 0 | 2.69 | 0 | 24 | within_range | 1.74 | 0.0581 | VACANT | Vacant - off
2024-07-19T23:30:00 | 0 |  | 0 | 0 | 0.1725 | 0.0499 | 0 | 2.93 | 0 | 24 | within_range | 0 | 0 | VACANT | Vacant - off
2024-07-19T23:45:00 | 0 |  | 0 | 0.245 | 0 | 0 | 0 | 2.93 | 0 | 24 | within_range | 3.67 | 0.1225 | VACANT | Vacant - off
2024-07-20T00:00:00 | 0 |  | 0 | 0.2 | 0.0225 | 0 | 0 | 2.93 | 0 | 24 | within_range | 3 | 0.1 | VACANT | Vacant - off
2024-07-20T00:15:00 | 0 |  | 0 | 0.0568 | 0.1732 | 0 | 0 | 2.93 | 0 | 24 | within_range | 0.85 | 0.0284 | VACANT | Vacant - off
2024-07-20T00:30:00 | 0 |  | 0 | 0.1708 | 0.0517 | 0 | 0 | 2.93 | 0 | 24 | within_range | 2.56 | 0.0854 | VACANT | Vacant - off
2024-07-20T00:45:00 | 0 |  | 0 | 0.1678 | 0.0697 | 0 | 0 | 2.93 | 0 | 24 | within_range | 2.52 | 0.0839 | VACANT | Vacant - off
2024-07-20T01:00:00 | 0 |  | 0 | 0.1325 | 0 | 0 | 0 | 2.93 | 0 | 24.6 | within_range | 1.99 | 0.0663 | VACANT | Vacant - off
2024-07-20T01:15:00 | 0 |  | 0 | 0.19 | 0 | 0 | 0 | 2.93 | 0 | 24 | within_range | 2.85 | 0.095 | VACANT | Vacant - off
2024-07-20T01:30:00 | 0 |  | 0 | 0.22 | 0 | 0 | 0 | 2.93 | 0 | 24 | within_range | 3.3 | 0.11 | VACANT | Vacant - off
2024-07-20T01:45:00 | 0 |  | 0 | 0.24 | 0 | 0 | 0 | 2.93 | 0 | 27 | within_range | 3.6 | 0.12 | VACANT | Vacant - off
2024-07-20T02:00:00 | 0 |  | 0 | 0.2225 | 0 | 0 | 0 | 2.93 | 0 | 25.7 | within_range | 3.34 | 0.1113 | VACANT | Vacant - off
2024-07-20T02:15:00 | 0 |  | 0 | 0.125 | 0 | 0 | 0 | 2.93 | 0 | 24 | within_range | 1.88 | 0.0625 | VACANT | Vacant - off
2024-07-20T02:30:00 | 0 |  | 0 | 0.15 | 0 | 0 | 0 | 2.93 | 0 | 24 | within_range | 2.25 | 0.075 | VACANT | Vacant - off
2024-07-20T02:45:00 | 0 |  | 0 | 0.1808 | 0.0517 | 0 | 0 | 2.93 | 0 | 25.1 | within_range | 2.71 | 0.0904 | VACANT | Vacant - off
2024-07-20T03:00:00 | 0 |  | 0 | 0.1238 | 0.0788 | 0 | 0 | 2.93 | 0 | 25.5 | within_range | 1.86 | 0.0619 | VACANT | Vacant - off
2024-07-20T03:15:00 | 0 |  | 0 | 0.245 | 0 | 0 | 0 | 2.93 | 0 | 27 | within_range | 3.67 | 0.1225 | VACANT | Vacant - off
2024-07-20T03:30:00 | 0 |  | 0 | 0.1827 | 0.0022 | 0 | 0 | 2.93 | 0 | 25.1 | within_range | 2.74 | 0.0914 | VACANT | Vacant - off
2024-07-20T03:45:00 | 0 |  | 0 | 0.225 | 0 | 0 | 0 | 2.93 | 0 | 25.5 | within_range | 3.38 | 0.1125 | VACANT | Vacant - off
2024-07-20T04:00:00 | 0 |  | 0 | 0.2475 | 0 | 0 | 0 | 2.93 | 0 | 27 | within_range | 3.71 | 0.1237 | VACANT | Vacant - off
2024-07-20T04:15:00 | 0 |  | 0 | 0.2325 | 0 | 0 | 0 | 2.93 | 0 | 27 | within_range | 3.49 | 0.1163 | VACANT | Vacant - off
2024-07-20T04:30:00 | 0 |  | 0 | 0.211 | 0.0315 | 0 | 0 | 2.93 | 0 | 27 | within_range | 3.17 | 0.1055 | VACANT | Vacant - off
2024-07-20T04:45:00 | 0 |  | 0 | 0.1825 | 0 | 0 | 0 | 2.93 | 0 | 24 | within_range | 2.74 | 0.0912 | VACANT | Vacant - off
2024-07-20T05:00:00 | 0 |  | 0 | 0.2125 | 0 | 0 | 0 | 2.93 | 0 | 26.9 | within_range | 3.19 | 0.1062 | VACANT | Vacant - off
2024-07-20T05:15:00 | 0 |  | 0 | 0.1675 | 0 | 0 | 0 | 2.93 | 0 | 25.6 | within_range | 2.51 | 0.0838 | VACANT | Vacant - off
2024-07-20T05:30:00 | 0 |  | 0 | 0.2475 | 0 | 0 | 0 | 2.93 | 0 | 27 | within_range | 3.71 | 0.1237 | VACANT | Vacant - off
2024-07-20T05:45:00 | 0 |  | 0 | 0.05 | 0.1125 | 0 | 0 | 2.93 | 0 | 27.5 | within_range | 0.75 | 0.025 | VACANT | Vacant - off
2024-07-20T06:00:00 | 0 |  | 0 | 0.1975 | 0.045 | 0 | 0 | 2.93 | 0 | 27 | within_range | 2.96 | 0.0988 | VACANT | Vacant - off
2024-07-20T06:15:00 | 0 |  | 0 | 0 | 0.1525 | 0.0689 | 0 | 3.31 | 0 | 28.8 | within_range | 0 | 0 | VACANT | Vacant - off
2024-07-20T06:30:00 | 0 |  | 0 | 0.18 | 0 | 0 | 0 | 3.31 | 0 | 27 | within_range | 2.7 | 0.09 | VACANT | Vacant - off
2024-07-20T06:45:00 | 0 |  | 0 | 0.1525 | 0 | 0 | 0 | 3.31 | 0 | 26.9 | within_range | 2.29 | 0.0762 | VACANT | Vacant - off
2024-07-20T07:00:00 | 0 |  | 0 | 0 | 0.205 | 0.019 | 0 | 3.36 | 0 | 25.4 | within_range | 0 | 0 | VACANT | Vacant - off
2024-07-20T07:15:00 | 0 |  | 0 | 0 | 0.1275 | 0.0926 | 0 | 4.21 | 0 | 25.5 | within_range | 0 | 0 | VACANT | Vacant - off
2024-07-20T07:30:00 | 0 |  | 0 | 0.0075 | 0.225 | 0 | 0 | 4.21 | 0 | 25.4 | within_range | 0.19 | 0.0037 | VACANT | Vacant - off
2024-07-20T07:45:00 | 0 |  | 0 | 0 | 0.22 | 0.0047 | 0 | 4.21 | 0 | 25.4 | within_range | 0 | 0 | VACANT | Vacant - off
2024-07-20T08:00:00 | 0 |  | 0 | 0 | 0.19 | 0.0332 | 0 | 4.4 | 0 | 25.7 | within_range | 0 | 0 | VACANT | Vacant - off
2024-07-20T08:15:00 | 0 |  | 0 | 0.025 | 0.225 | 0 | 0 | 4.4 | 0 | 25.6 | within_range | 0.62 | 0.0125 | VACANT | Vacant - off
2024-07-20T08:30:00 | 0 |  | 0 | 0 | 0.1575 | 0.0641 | 0 | 4.92 | 0 | 25.7 | within_range | 0 | 0 | VACANT | Vacant - off
2024-07-20T08:45:00 | 0 |  | 1 | 0.02 | 0.225 | 0 | 0 | 4.92 | 0.0125 | 25 | within_range | 0.5 | 0.01 | SOLAR_AVAILABLE | FREE solar! (0.22 kWh)
2024-07-20T09:00:00 | 0 |  | 1 | 0 | 0.155 | 0.0665 | 0 | 5.61 | 0.0125 | 25.5 | within_range | 0 | 0 | SOLAR_AVAILABLE | FREE solar! (0.22 kWh)
2024-07-20T09:15:00 | 0 |  | 1 | 0 | 0.2175 | 0.0071 | 0 | 5.66 | 0.0125 | 25.1 | within_range | 0 | 0 | SOLAR_AVAILABLE | FREE solar! (0.22 kWh)
2024-07-20T09:30:00 | 0 |  | 1 | 0 | 0.2075 | 0.0166 | 0 | 5.8 | 0.0125 | 25 | within_range | 0 | 0 | SOLAR_AVAILABLE | FREE solar! (0.22 kWh)
2024-07-20T09:45:00 | 0 |  | 1 | 0 | 0.1675 | 0.0546 | 0 | 6.35 | 0.0125 | 25.2 | within_range | 0 | 0 | SOLAR_AVAILABLE | FREE solar! (0.22 kWh)
2024-07-20T10:00:00 | 0 |  | 1 | 0 | 0.1975 | 0.0261 | 0 | 6.59 | 0.0125 | 25.5 | within_range | 0 | 0 | SOLAR_AVAILABLE | FREE solar! (0.22 kWh)
2024-07-20T10:15:00 | 0 |  | 1 | 0 | 0.15 | 0.0712 | 0 | 7.33 | 0.0125 | 25.6 | within_range | 0 | 0 | SOLAR_AVAILABLE | FREE solar! (0.22 kWh)
2024-07-20T10:30:00 | 0 |  | 1 | 0.0275 | 0.225 | 0 | 0 | 7.33 | 0.0125 | 25.5 | within_range | 0.69 | 0.0138 | SOLAR_AVAILABLE | FREE solar! (0.22 kWh)
2024-07-20T10:45:00 | 0 |  | 1 | 0.015 | 0.225 | 0 | 0 | 7.33 | 0.0125 | 25.4 | within_range | 0.38 | 0.0075 | SOLAR_AVAILABLE | FREE solar! (0.22 kWh)
2024-07-20T11:00:00 | 0 |  | 1 | 0.0025 | 0.225 | 0 | 0 | 7.34 | 0.0125 | 25.8 | within_range | 0.06 | 0.0013 | SOLAR_AVAILABLE | FREE solar! (0.22 kWh)
2024-07-20T11:15:00 | 0 |  | 1 | 0 | 0.2125 | 0.0119 | 0 | 7.42 | 0.0125 | 26.3 | warning | 0 | 0 | SOLAR_AVAILABLE | FREE solar! (0.22 kWh)
2024-07-20T11:30:00 | 0 |  | 1 | 0 | 0.2175 | 0.0071 | 0 | 7.48 | 0.0125 | 25.6 | within_range | 0 | 0 | SOLAR_AVAILABLE | FREE solar! (0.22 kWh)
2024-07-20T11:45:00 | 0 |  | 1 | 0 | 0.2025 | 0.0214 | 0 | 7.66 | 0.0125 | 25.5 | within_range | 0 | 0 | SOLAR_AVAILABLE | FREE solar! (0.22 kWh)
2024-07-20T12:00:00 | 0 |  | 1 | 0 | 0.1475 | 0.0736 | 0 | 8.43 | 0.0125 | 25.6 | within_range | 0 | 0 | SOLAR_AVAILABLE | FREE solar! (0.22 kWh)
2024-07-20T12:15:00 | 0 |  | 1 | 0 | 0.21 | 0.0142 | 0 | 8.53 | 0.0125 | 26.1 | warning | 0 | 0 | SOLAR_AVAILABLE | FREE solar! (0.22 kWh)
2024-07-20T12:30:00 | 0 |  | 1 | 0 | 0.1825 | 0.0404 | 0 | 8.93 | 0.0125 | 27.2 | warning | 0 | 0 | SOLAR_AVAILABLE | FREE solar! (0.22 kWh)
2024-07-20T12:45:00 | 0 |  | 1 | 0 | 0.18 | 0.0427 | 0 | 9.35 | 0.0125 | 26.4 | warning | 0 | 0 | SOLAR_AVAILABLE | FREE solar! (0.22 kWh)
2024-07-20T13:00:00 | 0 |  | 1 | 0.01 | 0.225 | 0 | 0 | 9.36 | 0.0125 | 25.8 | within_range | 0.25 | 0.005 | SOLAR_AVAILABLE | FREE solar! (0.22 kWh)
2024-07-20T13:15:00 | 0 |  | 1 | 0 | 0.1675 | 0.0546 | 0 | 9.91 | 0.0125 | 25.6 | within_range | 0 | 0 | SOLAR_AVAILABLE | FREE solar! (0.22 kWh)
2024-07-20T13:30:00 | 0 |  | 1 | 0 | 0.1675 | 0.0546 | 0 | 10.46 | 0.0125 | 25.6 | within_range | 0 | 0 | SOLAR_AVAILABLE | FREE solar! (0.22 kWh)
2024-07-20T13:45:00 | 0 |  | 1 | 0 | 0.1375 | 0.0831 | 0 | 11.33 | 0.0125 | 25.7 | within_range | 0 | 0 | SOLAR_AVAILABLE | FREE solar! (0.22 kWh)
2024-07-20T14:00:00 | 0 |  | 1 | 0 | 0.1825 | 0.0404 | 0 | 11.73 | 0.0125 | 25.4 | within_range | 0 | 0 | SOLAR_AVAILABLE | FREE solar! (0.22 kWh)
2024-07-20T14:15:00 | 0 |  | 1 | 0 | 0.1875 | 0.0356 | 0 | 12.07 | 0.0125 | 26.5 | warning | 0 | 0 | SOLAR_AVAILABLE | FREE solar! (0.22 kWh)
2024-07-20T14:30:00 | 0 |  | 1 | 0 | 0.14 | 0.0807 | 0 | 12.91 | 0.0125 | 25.4 | within_range | 0 | 0 | SOLAR_AVAILABLE | FREE solar! (0.22 kWh)
2024-07-20T14:45:00 | 0 |  | 1 | 0 | 0.21 | 0.0142 | 0 | 13.02 | 0.0125 | 27 | warning | 0 | 0 | SOLAR_AVAILABLE | FREE solar! (0.22 kWh)
2024-07-20T15:00:00 | 0 |  | 1 | 0 | 0.1725 | 0.0499 | 0 | 13.5 | 0.0125 | 26.1 | warning | 0 | 0 | SOLAR_AVAILABLE | FREE solar! (0.22 kWh)
2024-07-20T15:15:00 | 0 |  | 1 | 0.02 | 0.225 | 0 | 0 | 13.5 | 0.0125 | 27 | warning | 0.5 | 0.01 | SOLAR_AVAILABLE | FREE solar! (0.22 kWh)
2024-07-20T15:30:00 | 0 |  | 1 | 0 | 0.1625 | 0 | 0 | 13.5 | 0.0125 | 25.1 | within_range | 0 | 0 | SOLAR_AVAILABLE | FREE solar! (0.22 kWh)
2024-07-20T15:45:00 | 0 |  | 1 | 0 | 0.18 | 0 | 0 | 13.5 | 0.0125 | 25.2 | within_range | 0 | 0 | SOLAR_AVAILABLE | FREE solar! (0.22 kWh)
2024-07-20T16:00:00 | 0 |  | 0 | 0.0225 | 0.225 | 0 | 0 | 13.5 | 0 | 25.7 | within_range | 0.56 | 0.0112 | VACANT | Vacant - off
2024-07-20T16:15:00 | 0 |  | 0 | 0 | 0.1325 | 0 | 0 | 13.5 | 0 | 26 | within_range | 0 | 0 | VACANT | Vacant - off
2024-07-20T16:30:00 | 0 |  | 0 | 0 | 0.1925 | 0 | 0 | 13.5 | 0 | 25.8 | within_range | 0 | 0 | VACANT | Vacant - off
2024-07-20T16:45:00 | 0 |  | 1 | 0 | 0.1375 | 0 | 0 | 13.5 | 0.0125 | 24.9 | within_range | 0 | 0 | SOLAR_AVAILABLE | FREE solar! (0.22 kWh)
2024-07-20T17:00:00 | 0 |  | 0 | 0 | 0.195 | 0 | 0 | 7.47 | 0 | 25.2 | within_range | 0 | 0 | VACANT | Vacant - off
2024-07-20T17:15:00 | 0 |  | 0 | 0 | 0.155 | 0 | 0 | 2.69 | 0 | 25.1 | within_range | 0 | 0 | VACANT | Vacant - off
2024-07-20T17:30:00 | 0 |  | 0 | 0 | 0.135 | 0 | 0 | 2.69 | 0 | 25.4 | within_range | 0 | 0 | VACANT | Vacant - off
2024-07-20T17:45:00 | 0 |  | 0 | 0 | 0.21 | 0 | 0 | 2.69 | 0 | 25.3 | within_range | 0 | 0 | VACANT | Vacant - off
2024-07-20T18:00:00 | 0 |  | 0 | 0.1375 | 0 | 0 | 0 | 2.69 | 0 | 24.9 | within_range | 6.19 | 0.0688 | VACANT | Vacant - off
2024-07-20T18:15:00 | 0 |  | 0 | 0.1485 | 0.0765 | 0 | 0 | 2.69 | 0 | 25 | within_range | 6.68 | 0.0742 | VACANT | Vacant - off
2024-07-20T18:30:00 | 0 |  | 0 | 0.1762 | 0.0112 | 0 | 0 | 2.69 | 0 | 25 | within_range | 7.93 | 0.0881 | VACANT | Vacant - off
2024-07-20T18:45:00 | 0 |  | 0 | 0.22 | 0 | 0 | 0 | 2.69 | 0 | 24.9 | within_range | 9.9 | 0.11 | VACANT | Vacant - off
2024-07-20T19:00:00 | 0 |  | 0 | 0.25 | 0 | 0 | 0 | 2.69 | 0 | 24 | within_range | 11.25 | 0.125 | VACANT | Vacant - off
2024-07-20T19:15:00 | 0 |  | 0 | 0 | 0.2 | 0 | 0 | 2.69 | 0 | 25.2 | within_range | 0 | 0 | VACANT | Vacant - off
2024-07-20T19:30:00 | 0 |  | 0 | 0.1575 | 0 | 0 | 0 | 2.69 | 0 | 25 | within_range | 7.09 | 0.0788 | VACANT | Vacant - off
2024-07-20T19:45:00 | 0 |  | 0 | 0.1975 | 0 | 0 | 0 | 2.69 | 0 | 24.9 | within_range | 8.89 | 0.0988 | VACANT | Vacant - off
2024-07-20T20:00:00 | 0 |  | 0 | 0.1725 | 0 | 0 | 0 | 2.69 | 0 | 25 | within_range | 7.76 | 0.0862 | VACANT | Vacant - off
2024-07-20T20:15:00 | 0 |  | 0 | 0.205 | 0 | 0 | 0 | 2.69 | 0 | 25 | within_range | 9.22 | 0.1025 | VACANT | Vacant - off
2024-07-20T20:30:00 | 0 |  | 0 | 0.1405 | 0.072 | 0 | 0 | 2.69 | 0 | 25.1 | within_range | 6.32 | 0.0703 | VACANT | Vacant - off
2024-07-20T20:45:00 | 0 |  | 0 | 0.127 | 0.108 | 0 | 0 | 2.69 | 0 | 25 | within_range | 5.71 | 0.0635 | VACANT | Vacant - off
2024-07-20T21:00:00 | 0 |  | 0 | 0.19 | 0 | 0 | 0 | 2.69 | 0 | 24.1 | within_range | 8.55 | 0.095 | VACANT | Vacant - off
2024-07-20T21:15:00 | 0 |  | 0 | 0.2 | 0 | 0 | 0 | 2.69 | 0 | 24.7 | within_range | 9 | 0.1 | VACANT | Vacant - off
2024-07-20T21:30:00 | 0 |  | 0 | 0.0543 | 0.1057 | 0 | 0 | 2.69 | 0 | 25.1 | within_range | 2.44 | 0.0272 | VACANT | Vacant - off
2024-07-20T21:45:00 | 0 |  | 0 | 0.1925 | 0 | 0 | 0 | 2.69 | 0 | 24 | within_range | 8.66 | 0.0963 | VACANT | Vacant - off
2024-07-20T22:00:00 | 0 |  | 0 | 0.1383 | 0.0967 | 0 | 0 | 2.69 | 0 | 25 | within_range | 2.07 | 0.0692 | VACANT | Vacant - off
2024-07-20T22:15:00 | 0 |  | 0 | 0 | 0.1325 | 0.0259 | 0 | 2.79 | 0 | 25.1 | within_range | 0 | 0 | VACANT | Vacant - off
2024-07-20T22:30:00 | 0 |  | 0 | 0.19 | 0 | 0 | 0 | 2.79 | 0 | 24 | within_range | 2.85 | 0.095 | VACANT | Vacant - off
2024-07-20T22:45:00 | 0 |  | 0 | 0.1633 | 0.0292 | 0 | 0 | 2.79 | 0 | 25 | within_range | 2.45 | 0.0817 | VACANT | Vacant - off
2024-07-20T23:00:00 | 0 |  | 0 | 0.15 | 0 | 0 | 0 | 2.79 | 0 | 24.7 | within_range | 2.25 | 0.075 | VACANT | Vacant - off
2024-07-20T23:15:00 | 0 |  | 0 | 0.1725 | 0 | 0 | 0 | 2.79 | 0 | 24 | within_range | 2.59 | 0.0862 | VACANT | Vacant - off
2024-07-20T23:30:00 | 0 |  | 0 | 0.075 | 0.1125 | 0 | 0 | 2.79 | 0 | 24 | within_range | 1.12 | 0.0375 | VACANT | Vacant - off
2024-07-20T23:45:00 | 0 |  | 0 | 0.235 | 0 | 0 | 0 | 2.79 | 0 | 25 | within_range | 3.52 | 0.1175 | VACANT | Vacant - off
2024-07-21T00:00:00 | 0 |  | 0 | 0.2025 | 0 | 0 | 0 | 2.79 | 0 | 24 | within_range | 3.04 | 0.1013 | VACANT | Vacant - off
2024-07-21T00:15:00 | 0 |  | 0 | 0.1665 | 0.0135 | 0 | 0 | 2.79 | 0 | 24 | within_range | 2.5 | 0.0833 | VACANT | Vacant - off
2024-07-21T00:30:00 | 0 |  | 0 | 0.21 | 0 | 0 | 0 | 2.79 | 0 | 24 | within_range | 3.15 | 0.105 | VACANT | Vacant - off
2024-07-21T00:45:00 | 0 |  | 0 | 0.15 | 0.09 | 0 | 0 | 2.79 | 0 | 24 | within_range | 2.25 | 0.075 | VACANT | Vacant - off
2024-07-21T01:00:00 | 0 |  | 0 | 0.185 | 0 | 0 | 0 | 2.79 | 0 | 24.5 | within_range | 2.77 | 0.0925 | VACANT | Vacant - off
2024-07-21T01:15:00 | 0 |  | 0 | 0.145 | 0 | 0 | 0 | 2.79 | 0 | 24 | within_range | 2.17 | 0.0725 | VACANT | Vacant - off
2024-07-21T01:30:00 | 0 |  | 0 | 0.25 | 0 | 0 | 0 | 2.79 | 0 | 24.7 | within_range | 3.75 | 0.125 | VACANT | Vacant - off
2024-07-21T01:45:00 | 0 |  | 0 | 0 | 0.205 | 0.019 | 0 | 2.83 | 0 | 24 | within_range | 0 | 0 | VACANT | Vacant - off
2024-07-21T02:00:00 | 0 |  | 0 | 0.1873 | 0.0427 | 0 | 0 | 2.83 | 0 | 24 | within_range | 2.81 | 0.0936 | VACANT | Vacant - off
2024-07-21T02:15:00 | 0 |  | 0 | 0 | 0.1625 | 0.0465 | 0 | 3.05 | 0 | 24 | within_range | 0 | 0 | VACANT | Vacant - off
2024-07-21T02:30:00 | 0 |  | 0 | 0.179 | 0.0135 | 0 | 0 | 3.05 | 0 | 24.6 | within_range | 2.69 | 0.0895 | VACANT | Vacant - off
2024-07-21T02:45:00 | 0 |  | 0 | 0.24 | 0 | 0 | 0 | 3.05 | 0 | 26.5 | within_range | 3.6 | 0.12 | VACANT | Vacant - off
2024-07-21T03:00:00 | 0 |  | 0 | 0.0013 | 0.1462 | 0 | 0 | 3.05 | 0 | 25.3 | within_range | 0.02 | 0.0006 | VACANT | Vacant - off
2024-07-21T03:15:00 | 0 |  | 0 | 0.1018 | 0.0607 | 0 | 0 | 3.05 | 0 | 24 | within_range | 1.53 | 0.0509 | VACANT | Vacant - off
2024-07-21T03:30:00 | 0 |  | 0 | 0.0198 | 0.1327 | 0 | 0 | 3.05 | 0 | 24 | within_range | 0.3 | 0.0099 | VACANT | Vacant - off
2024-07-21T03:45:00 | 0 |  | 0 | 0.245 | 0 | 0 | 0 | 3.05 | 0 | 24 | within_range | 3.67 | 0.1225 | VACANT | Vacant - off
2024-07-21T04:00:00 | 0 |  | 0 | 0.2425 | 0 | 0 | 0 | 3.05 | 0 | 25.9 | within_range | 3.64 | 0.1212 | VACANT | Vacant - off
2024-07-21T04:15:00 | 0 |  | 0 | 0.0847 | 0.0878 | 0 | 0 | 3.05 | 0 | 27.2 | within_range | 1.27 | 0.0423 | VACANT | Vacant - off
2024-07-21T04:30:00 | 0 |  | 0 | 0.21 | 0 | 0 | 0 | 3.05 | 0 | 27 | within_range | 3.15 | 0.105 | VACANT | Vacant - off
2024-07-21T04:45:00 | 0 |  | 0 | 0.136 | 0.0315 | 0 | 0 | 3.05 | 0 | 27 | within_range | 2.04 | 0.068 | VACANT | Vacant - off
2024-07-21T05:00:00 | 0 |  | 0 | 0.14 | 0 | 0 | 0 | 3.05 | 0 | 27 | within_range | 2.1 | 0.07 | VACANT | Vacant - off
2024-07-21T05:15:00 | 0 |  | 0 | 0.1825 | 0 | 0 | 0 | 3.05 | 0 | 27 | within_range | 2.74 | 0.0912 | VACANT | Vacant - off
2024-07-21T05:30:00 | 0 |  | 0 | 0.13 | 0 | 0 | 0 | 3.05 | 0 | 27 | within_range | 1.95 | 0.065 | VACANT | Vacant - off
2024-07-21T05:45:00 | 0 |  | 0 | 0.04 | 0.1575 | 0 | 0 | 3.05 | 0 | 26.9 | within_range | 0.6 | 0.02 | VACANT | Vacant - off
2024-07-21T06:00:00 | 0 |  | 0 | 0.1425 | 0 | 0 | 0 | 3.05 | 0 | 27 | within_range | 2.14 | 0.0712 | VACANT | Vacant - off
2024-07-21T06:15:00 | 0 |  | 0 | 0.13 | 0.0675 | 0 | 0 | 3.05 | 0 | 27 | within_range | 1.95 | 0.065 | VACANT | Vacant - off
2024-07-21T06:30:00 | 0 |  | 0 | 0.16 | 0 | 0 | 0 | 3.05 | 0 | 26.9 | within_range | 2.4 | 0.08 | VACANT | Vacant - off
2024-07-21T06:45:00 | 0 |  | 0 | 0.0563 | 0.1462 | 0 | 0 | 3.05 | 0 | 26.7 | within_range | 0.84 | 0.0282 | VACANT | Vacant - off
2024-07-21T07:00:00 | 0 |  | 0 | 0 | 0.205 | 0.019 | 0 | 3.11 | 0 | 25.3 | within_range | 0 | 0 | VACANT | Vacant - off
2024-07-21T07:15:00 | 0 |  | 0 | 0 | 0.195 | 0.0285 | 0 | 3.24 | 0 | 25.5 | within_range | 0 | 0 | VACANT | Vacant - off
2024-07-21T07:30:00 | 0 |  | 0 | 0 | 0.2025 | 0.0214 | 0 | 3.31 | 0 | 25.4 | within_range | 0 | 0 | VACANT | Vacant - off
2024-07-21T07:45:00 | 0 |  | 0 | 0 | 0.1525 | 0.0689 | 0 | 3.89 | 0 | 25.3 | within_range | 0 | 0 | VACANT | Vacant - off
2024-07-21T08:00:00 | 0 |  | 1 | 0 | 0.1475 | 0.0736 | 0 | 4.65 | 0.0125 | 24.9 | within_range | 0 | 0 | SOLAR_AVAILABLE | FREE solar! (0.22 kWh)
2024-07-21T08:15:00 | 0 |  | 0 | 0.0175 | 0.225 | 0 | 0 | 4.65 | 0 | 25.7 | within_range | 0.44 | 0.0088 | VACANT | Vacant - off
2024-07-21T08:30:00 | 0 |  | 0 | 0 | 0.19 | 0.0332 | 0 | 4.84 | 0 | 26 | within_range | 0 | 0 | VACANT | Vacant - off
2024-07-21T08:45:00 | 0 |  | 0 | 0 | 0.13 | 0.0902 | 0 | 5.65 | 0 | 25.9 | within_range | 0 | 0 | VACANT | Vacant - off
2024-07-21T09:00:00 | 0 |  | 1 | 0 | 0.1575 | 0.0641 | 0 | 6.31 | 0.0125 | 26.5 | warning | 0 | 0 | SOLAR_AVAILABLE | FREE solar! (0.22 kWh)
2024-07-21T09:15:00 | 0 |  | 1 | 0 | 0.2125 | 0.0119 | 0 | 6.4 | 0.0125 | 25.3 | within_range | 0 | 0 | SOLAR_AVAILABLE | FREE solar! (0.22 kWh)
2024-07-21T09:30:00 | 0 |  | 1 | 0.03 | 0.225 | 0 | 0 | 6.4 | 0.0125 | 25.1 | within_range | 0.75 | 0.015 | SOLAR_AVAILABLE | FREE solar! (0.22 kWh)
2024-07-21T09:45:00 | 0 |  | 1 | 0 | 0.215 | 0.0095 | 0 | 6.46 | 0.0125 | 25.1 | within_range | 0 | 0 | SOLAR_AVAILABLE | FREE solar! (0.22 kWh)
2024-07-21T10:00:00 | 0 |  | 1 | 0.02 | 0.225 | 0 | 0 | 6.46 | 0.0125 | 25.5 | within_range | 0.5 | 0.01 | SOLAR_AVAILABLE | FREE solar! (0.22 kWh)
2024-07-21T10:15:00 | 0 |  | 1 | 0 | 0.2125 | 0.0119 | 0 | 6.55 | 0.0125 | 25.4 | within_range | 0 | 0 | SOLAR_AVAILABLE | FREE solar! (0.22 kWh)
2024-07-21T10:30:00 | 0 |  | 1 | 0 | 0.1875 | 0.0356 | 0 | 6.89 | 0.0125 | 25.5 | within_range | 0 | 0 | SOLAR_AVAILABLE | FREE solar! (0.22 kWh)
2024-07-21T10:45:00 | 1 | 20 | 0 | 0.335 | 0.225 | 0 | 0 | 7.13 | 0.375 | 22 | within_range | 8.38 | 0.1675 | SOLAR_AVAILABLE | FREE solar! (0.22 kWh)
2024-07-21T11:00:00 | 0 |  | 1 | 0 | 0.2025 | 0.0214 | 0 | 7.32 | 0.0125 | 26.4 | warning | 0 | 0 | SOLAR_AVAILABLE | FREE solar! (0.22 kWh)
2024-07-21T11:15:00 | 0 |  | 1 | 0 | 0.14 | 0.0807 | 0 | 8.16 | 0.0125 | 25.5 | within_range | 0 | 0 | SOLAR_AVAILABLE | FREE solar! (0.22 kWh)
2024-07-21T11:30:00 | 0 |  | 1 | 0 | 0.1975 | 0.0261 | 0 | 8.4 | 0.0125 | 25.9 | within_range | 0 | 0 | SOLAR_AVAILABLE | FREE solar! (0.22 kWh)
2024-07-21T11:45:00 | 0 |  | 1 | 0 | 0.22 | 0.0047 | 0 | 8.44 | 0.0125 | 25.7 | within_range | 0 | 0 | SOLAR_AVAILABLE | FREE solar! (0.22 kWh)
2024-07-21T12:00:00 | 0 |  | 1 | 0.0275 | 0.225 | 0 | 0 | 8.44 | 0.0125 | 25.5 | within_range | 0.69 | 0.0138 | SOLAR_AVAILABLE | FREE solar! (0.22 kWh)
2024-07-21T12:15:00 | 0 |  | 1 | 0 | 0.185 | 0.038 | 0 | 8.81 | 0.0125 | 25.7 | within_range | 0 | 0 | SOLAR_AVAILABLE | FREE solar! (0.22 kWh)
2024-07-21T12:30:00 | 0 |  | 1 | 0 | 0.1825 | 0.0404 | 0 | 9.21 | 0.0125 | 25.9 | within_range | 0 | 0 | SOLAR_AVAILABLE | FREE solar! (0.22 kWh)
2024-07-21T12:45:00 | 0 |  | 1 | 0.03 | 0.225 | 0 | 0 | 9.21 | 0.0125 | 25.8 | within_range | 0.75 | 0.015 | SOLAR_AVAILABLE | FREE solar! (0.22 kWh)
2024-07-21T13:00:00 | 0 |  | 1 | 0 | 0.2 | 0.0237 | 0 | 9.42 | 0.0125 | 27.1 | warning | 0 | 0 | SOLAR_AVAILABLE | FREE solar! (0.22 kWh)
2024-07-21T13:15:00 | 0 |  | 1 | 0 | 0.16 | 0.0617 | 0 | 10.05 | 0.0125 | 27.5 | warning | 0 | 0 | SOLAR_AVAILABLE | FREE solar! (0.22 kWh)
2024-07-21T13:30:00 | 0 |  | 1 | 0.0025 | 0.225 | 0 | 0 | 10.06 | 0.0125 | 25.7 | within_range | 0.06 | 0.0013 | SOLAR_AVAILABLE | FREE solar! (0.22 kWh)
2024-07-21T13:45:00 | 0 |  | 1 | 0.0125 | 0.225 | 0 | 0 | 10.06 | 0.0125 | 25.8 | within_range | 0.31 | 0.0063 | SOLAR_AVAILABLE | FREE solar! (0.22 kWh)
2024-07-21T14:00:00 | 0 |  | 1 | 0 | 0.1625 | 0.0594 | 0 | 10.67 | 0.0125 | 25.6 | within_range | 0 | 0 | SOLAR_AVAILABLE | FREE solar! (0.22 kWh)
2024-07-21T14:15:00 | 0 |  | 1 | 0 | 0.1625 | 0.0594 | 0 | 11.27 | 0.0125 | 25.6 | within_range | 0 | 0 | SOLAR_AVAILABLE | FREE solar! (0.22 kWh)
2024-07-21T14:30:00 | 0 |  | 1 | 0 | 0.1975 | 0.0261 | 0 | 11.51 | 0.0125 | 25.4 | within_range | 0 | 0 | SOLAR_AVAILABLE | FREE solar! (0.22 kWh)
2024-07-21T14:45:00 | 0 |  | 1 | 0 | 0.155 | 0.0665 | 0 | 12.2 | 0.0125 | 25.5 | within_range | 0 | 0 | SOLAR_AVAILABLE | FREE solar! (0.22 kWh)
2024-07-21T15:00:00 | 0 |  | 1 | 0 | 0.2075 | 0.0166 | 0 | 12.33 | 0.0125 | 25.3 | within_range | 0 | 0 | SOLAR_AVAILABLE | FREE solar! (0.22 kWh)
2024-07-21T15:15:00 | 0 |  | 1 | 0.02 | 0.225 | 0 | 0 | 12.33 | 0.0125 | 25.1 | within_range | 0.5 | 0.01 | SOLAR_AVAILABLE | FREE solar! (0.22 kWh)
2024-07-21T15:30:00 | 0 |  | 1 | 0 | 0.2025 | 0.0214 | 0 | 12.52 | 0.0125 | 25.1 | within_range | 0 | 0 | SOLAR_AVAILABLE | FREE solar! (0.22 kWh)
2024-07-21T15:45:00 | 0 |  | 1 | 0 | 0.2125 | 0.0119 | 0 | 12.6 | 0.0125 | 25.1 | within_range | 0 | 0 | SOLAR_AVAILABLE | FREE solar! (0.22 kWh)
2024-07-21T16:00:00 | 0 |  | 0 | 0 | 0.22 | 0.0047 | 0 | 12.61 | 0 | 25.7 | within_range | 0 | 0 | VACANT | Vacant - off
2024-07-21T16:15:00 | 0 |  | 0 | 0 | 0.145 | 0.076 | 0 | 13.27 | 0 | 26 | within_range | 0 | 0 | VACANT | Vacant - off
2024-07-21T16:30:00 | 0 |  | 0 | 0.0125 | 0.225 | 0 | 0 | 13.27 | 0 | 25.8 | within_range | 0.31 | 0.0063 | VACANT | Vacant - off
2024-07-21T16:45:00 | 0 |  | 1 | 0 | 0.1975 | 0.0261 | 0 | 13.5 | 0.0125 | 24.9 | within_range | 0 | 0 | SOLAR_AVAILABLE | FREE solar! (0.22 kWh)
2024-07-21T17:00:00 | 0 |  | 0 | 0 | 0.225 | 0 | 0.0158 | 6.34 | 0 | 25.5 | within_range | 0 | 0 | VACANT | Vacant - off
2024-07-21T17:15:00 | 0 |  | 0 | 0 | 0.175 | 0 | 0 | 2.69 | 0 | 25.3 | within_range | 0 | 0 | VACANT | Vacant - off
2024-07-21T17:30:00 | 0 |  | 0 | 0.0175 | 0.225 | 0 | 0 | 2.69 | 0 | 25.6 | within_range | 0.79 | 0.0088 | VACANT | Vacant - off
2024-07-21T17:45:00 | 0 |  | 0 | 0 | 0.2175 | 0 | 0 | 2.69 | 0 | 25.5 | within_range | 0 | 0 | VACANT | Vacant - off
2024-07-21T18:00:00 | 0 |  | 0 | 0.1875 | 0 | 0 | 0 | 2.69 | 0 | 24.9 | within_range | 8.44 | 0.0938 | VACANT | Vacant - off
2024-07-21T18:15:00 | 0 |  | 0 | 0.15 | 0 | 0 | 0 | 2.69 | 0 | 24.9 | within_range | 6.75 | 0.075 | VACANT | Vacant - off
2024-07-21T18:30:00 | 0 |  | 0 | 0.079 | 0.081 | 0 | 0 | 2.69 | 0 | 25 | within_range | 3.56 | 0.0395 | VACANT | Vacant - off
2024-07-21T18:45:00 | 0 |  | 0 | 0.052 | 0.153 | 0 | 0 | 2.69 | 0 | 25.1 | within_range | 2.34 | 0.026 | VACANT | Vacant - off
2024-07-21T19:00:00 | 0 |  | 0 | 0.0375 | 0.09 | 0 | 0 | 2.69 | 0 | 25 | within_range | 1.69 | 0.0187 | VACANT | Vacant - off
2024-07-21T19:15:00 | 0 |  | 0 | 0.033 | 0.0945 | 0 | 0 | 2.69 | 0 | 25.1 | within_range | 1.49 | 0.0165 | VACANT | Vacant - off
2024-07-21T19:30:00 | 0 |  | 0 | 0.18 | 0 | 0 | 0 | 2.69 | 0 | 24.9 | within_range | 8.1 | 0.09 | VACANT | Vacant - off
2024-07-21T19:45:00 | 0 |  | 0 | 0.0653 | 0.1147 | 0 | 0 | 2.69 | 0 | 25.1 | within_range | 2.94 | 0.0326 | VACANT | Vacant - off
2024-07-21T20:00:00 | 0 |  | 0 | 0.195 | 0 | 0 | 0 | 2.69 | 0 | 25 | within_range | 8.78 | 0.0975 | VACANT | Vacant - off
2024-07-21T20:15:00 | 0 |  | 0 | 0.172 | 0.0405 | 0 | 0 | 2.69 | 0 | 25 | within_range | 7.74 | 0.086 | VACANT | Vacant - off
2024-07-21T20:30:00 | 0 |  | 0 | 0.0888 | 0.1012 | 0 | 0 | 2.69 | 0 | 25 | within_range | 4 | 0.0444 | VACANT | Vacant - off
2024-07-21T20:45:00 | 0 |  | 0 | 0.0768 | 0.1057 | 0 | 0 | 2.69 | 0 | 25.1 | within_range | 3.46 | 0.0384 | VACANT | Vacant - off
2024-07-21T21:00:00 | 0 |  | 0 | 0.0585 | 0.1215 | 0 | 0 | 2.69 | 0 | 25.1 | within_range | 2.63 | 0.0293 | VACANT | Vacant - off
2024-07-21T21:15:00 | 0 |  | 0 | 0.0615 | 0.081 | 0 | 0 | 2.69 | 0 | 25 | within_range | 2.77 | 0.0307 | VACANT | Vacant - off
2024-07-21T21:30:00 | 0 |  | 0 | 0.1215 | 0.1035 | 0 | 0 | 2.69 | 0 | 25.1 | within_range | 5.47 | 0.0607 | VACANT | Vacant - off
2024-07-21T21:45:00 | 0 |  | 0 | 0.1953 | 0.0022 | 0 | 0 | 2.69 | 0 | 25 | within_range | 8.79 | 0.0977 | VACANT | Vacant - off
2024-07-21T22:00:00 | 0 |  | 0 | 0 | 0.2025 | 0.0214 | 0 | 2.76 | 0 | 25.1 | within_range | 0 | 0 | VACANT | Vacant - off
2024-07-21T22:15:00 | 0 |  | 0 | 0.1975 | 0 | 0 | 0 | 2.76 | 0 | 24 | within_range | 2.96 | 0.0988 | VACANT | Vacant - off
2024-07-21T22:30:00 | 0 |  | 0 | 0.1363 | 0.0338 | 0 | 0 | 2.76 | 0 | 24.4 | within_range | 2.04 | 0.0682 | VACANT | Vacant - off
2024-07-21T22:45:00 | 0 |  | 0 | 0 | 0.2075 | 0.0166 | 0 | 2.8 | 0 | 24 | within_range | 0 | 0 | VACANT | Vacant - off
2024-07-21T23:00:00 | 0 |  | 0 | 0.2225 | 0 | 0 | 0 | 2.8 | 0 | 24 | within_range | 3.34 | 0.1113 | VACANT | Vacant - off
2024-07-21T23:15:00 | 0 |  | 0 | 0.1837 | 0.0562 | 0 | 0 | 2.8 | 0 | 24.5 | within_range | 2.76 | 0.0919 | VACANT | Vacant - off
2024-07-21T23:30:00 | 0 |  | 0 | 0.2275 | 0 | 0 | 0 | 2.8 | 0 | 24 | within_range | 3.41 | 0.1138 | VACANT | Vacant - off
2024-07-21T23:45:00 | 0 |  | 0 | 0.235 | 0 | 0 | 0 | 2.8 | 0 | 24 | within_range | 3.52 | 0.1175 | VACANT | Vacant - off
2024-07-22T00:00:00 | 0 |  | 0 | 0.1598 | 0.0878 | 0 | 0 | 2.8 | 0 | 24 | within_range | 2.4 | 0.0799 | VACANT | Vacant - off
2024-07-22T00:15:00 | 0 |  | 0 | 0.1397 | 0.0427 | 0 | 0 | 2.8 | 0 | 24.4 | within_range | 2.1 | 0.0698 | VACANT | Vacant - off
2024-07-22T00:30:00 | 0 |  | 0 | 0.21 | 0 | 0 | 0 | 2.8 | 0 | 24 | within_range | 3.15 | 0.105 | VACANT | Vacant - off
2024-07-22T00:45:00 | 0 |  | 0 | 0.145 | 0 | 0 | 0 | 2.8 | 0 | 24 | within_range | 2.17 | 0.0725 | VACANT | Vacant - off
2024-07-22T01:00:00 | 0 |  | 0 | 0.2375 | 0 | 0 | 0 | 2.8 | 0 | 25.1 | within_range | 3.56 | 0.1187 | VACANT | Vacant - off
2024-07-22T01:15:00 | 0 |  | 0 | 0.205 | 0 | 0 | 0 | 2.8 | 0 | 24 | within_range | 3.07 | 0.1025 | VACANT | Vacant - off
2024-07-22T01:30:00 | 0 |  | 0 | 0.1425 | 0 | 0 | 0 | 2.8 | 0 | 24 | within_range | 2.14 | 0.0712 | VACANT | Vacant - off
2024-07-22T01:45:00 | 0 |  | 0 | 0.08 | 0.135 | 0 | 0 | 2.8 | 0 | 24.1 | within_range | 1.2 | 0.04 | VACANT | Vacant - off
2024-07-22T02:00:00 | 0 |  | 0 | 0.0245 | 0.153 | 0 | 0 | 2.8 | 0 | 24 | within_range | 0.37 | 0.0123 | VACANT | Vacant - off
2024-07-22T02:15:00 | 0 |  | 0 | 0.2275 | 0 | 0 | 0 | 2.8 | 0 | 24.7 | within_range | 3.41 | 0.1138 | VACANT | Vacant - off
2024-07-22T02:30:00 | 0 |  | 0 | 0.0865 | 0.0585 | 0 | 0 | 2.8 | 0 | 24 | within_range | 1.3 | 0.0432 | VACANT | Vacant - off
2024-07-22T02:45:00 | 0 |  | 0 | 0.1425 | 0 | 0 | 0 | 2.8 | 0 | 26.2 | within_range | 2.14 | 0.0712 | VACANT | Vacant - off
2024-07-22T03:00:00 | 0 |  | 0 | 0.1317 | 0.0833 | 0 | 0 | 2.8 | 0 | 27.1 | within_range | 1.98 | 0.0659 | VACANT | Vacant - off
2024-07-22T03:15:00 | 0 |  | 0 | 0.235 | 0 | 0 | 0 | 2.8 | 0 | 24 | within_range | 3.52 | 0.1175 | VACANT | Vacant - off
2024-07-22T03:30:00 | 0 |  | 0 | 0.19 | 0 | 0 | 0 | 2.8 | 0 | 25.9 | within_range | 2.85 | 0.095 | VACANT | Vacant - off
2024-07-22T03:45:00 | 0 |  | 0 | 0.1442 | 0.0833 | 0 | 0 | 2.8 | 0 | 24 | within_range | 2.16 | 0.0721 | VACANT | Vacant - off
2024-07-22T04:00:00 | 0 |  | 0 | 0.18 | 0 | 0 | 0 | 2.8 | 0 | 27 | within_range | 2.7 | 0.09 | VACANT | Vacant - off
2024-07-22T04:15:00 | 0 |  | 0 | 0.19 | 0 | 0 | 0 | 2.8 | 0 | 26.5 | within_range | 2.85 | 0.095 | VACANT | Vacant - off
2024-07-22T04:30:00 | 0 |  | 0 | 0.1835 | 0.0315 | 0 | 0 | 2.8 | 0 | 27 | within_range | 2.75 | 0.0917 | VACANT | Vacant - off
2024-07-22T04:45:00 | 0 |  | 0 | 0.1425 | 0 | 0 | 0 | 2.8 | 0 | 25.7 | within_range | 2.14 | 0.0712 | VACANT | Vacant - off
2024-07-22T05:00:00 | 0 |  | 0 | 0.2275 | 0 | 0 | 0 | 2.8 | 0 | 27 | within_range | 3.41 | 0.1138 | VACANT | Vacant - off
2024-07-22T05:15:00 | 0 |  | 0 | 0.0468 | 0.1957 | 0 | 0 | 2.8 | 0 | 28.4 | within_range | 0.7 | 0.0234 | VACANT | Vacant - off
2024-07-22T05:30:00 | 0 |  | 0 | 0.1875 | 0 | 0 | 0 | 2.8 | 0 | 27 | within_range | 2.81 | 0.0938 | VACANT | Vacant - off
2024-07-22T05:45:00 | 0 |  | 0 | 0.2 | 0 | 0 | 0 | 2.8 | 0 | 27 | within_range | 3 | 0.1 | VACANT | Vacant - off
2024-07-22T06:00:00 | 0 |  | 0 | 0.1595 | 0.0855 | 0 | 0 | 2.8 | 0 | 27.4 | within_range | 2.39 | 0.0798 | VACANT | Vacant - off
2024-07-22T06:15:00 | 0 |  | 0 | 0.1625 | 0 | 0 | 0 | 2.8 | 0 | 26.9 | within_range | 2.44 | 0.0813 | VACANT | Vacant - off
2024-07-22T06:30:00 | 0 |  | 0 | 0.1397 | 0.0878 | 0 | 0 | 2.8 | 0 | 27 | within_range | 2.1 | 0.0698 | VACANT | Vacant - off
2024-07-22T06:45:00 | 0 |  | 0 | 0.1325 | 0 | 0 | 0 | 2.8 | 0 | 27 | within_range | 1.99 | 0.0663 | VACANT | Vacant - off
2024-07-22T07:00:00 | 0 |  | 0 | 0.01 | 0.225 | 0 | 0 | 2.8 | 0 | 25.5 | within_range | 0.25 | 0.005 | VACANT | Vacant - off
2024-07-22T07:15:00 | 0 |  | 0 | 0 | 0.205 | 0.019 | 0 | 2.86 | 0 | 25.4 | within_range | 0 | 0 | VACANT | Vacant - off
2024-07-22T07:30:00 | 0 |  | 0 | 0 | 0.155 | 0.0665 | 0 | 3.41 | 0 | 25.5 | within_range | 0 | 0 | VACANT | Vacant - off
2024-07-22T07:45:00 | 0 |  | 0 | 0 | 0.17 | 0.0522 | 0 | 3.81 | 0 | 25.5 | within_range | 0 | 0 | VACANT | Vacant - off
2024-07-22T08:00:00 | 0 |  | 1 | 0 | 0.1725 | 0.0499 | 0 | 4.31 | 0.0125 | 24.9 | within_range | 0 | 0 | SOLAR_AVAILABLE | FREE solar! (0.22 kWh)
2024-07-22T08:15:00 | 0 |  | 0 | 0 | 0.18 | 0.0427 | 0 | 4.6 | 0 | 25.8 | within_range | 0 | 0 | VACANT | Vacant - off
2024-07-22T08:30:00 | 0 |  | 1 | 0 | 0.185 | 0.038 | 0 | 4.97 | 0.0125 | 24.9 | within_range | 0 | 0 | SOLAR_AVAILABLE | FREE solar! (0.22 kWh)
2024-07-22T08:45:00 | 0 |  | 0 | 0 | 0.18 | 0.0427 | 0 | 5.26 | 0 | 25.7 | within_range | 0 | 0 | VACANT | Vacant - off
2024-07-22T09:00:00 | 0 |  | 1 | 0 | 0.155 | 0.0665 | 0 | 5.95 | 0.0125 | 25 | within_range | 0 | 0 | SOLAR_AVAILABLE | FREE solar! (0.22 kWh)
2024-07-22T09:15:00 | 0 |  | 1 | 0 | 0.1725 | 0.0499 | 0 | 6.45 | 0.0125 | 25.5 | within_range | 0 | 0 | SOLAR_AVAILABLE | FREE solar! (0.22 kWh)
2024-07-22T09:30:00 | 0 |  | 1 | 0 | 0.2125 | 0.0119 | 0 | 6.53 | 0.0125 | 25.3 | within_range | 0 | 0 | SOLAR_AVAILABLE | FREE solar! (0.22 kWh)
2024-07-22T09:45:00 | 0 |  | 1 | 0.035 | 0.225 | 0 | 0 | 6.53 | 0.0125 | 24.9 | within_range | 0.88 | 0.0175 | SOLAR_AVAILABLE | FREE solar! (0.22 kWh)
2024-07-22T10:00:00 | 0 |  | 1 | 0 | 0.1875 | 0.0356 | 0 | 6.87 | 0.0125 | 25.5 | within_range | 0 | 0 | SOLAR_AVAILABLE | FREE solar! (0.22 kWh)
2024-07-22T10:15:00 | 0 |  | 1 | 0 | 0.215 | 0.0095 | 0 | 6.94 | 0.0125 | 25.5 | within_range | 0 | 0 | SOLAR_AVAILABLE | FREE solar! (0.22 kWh)
2024-07-22T10:30:00 | 0 |  | 1 | 0 | 0.2025 | 0.0214 | 0 | 7.13 | 0.0125 | 25.4 | within_range | 0 | 0 | SOLAR_AVAILABLE | FREE solar! (0.22 kWh)
2024-07-22T10:45:00 | 1 | 20 | 0 | 0.3175 | 0.225 | 0 | 0 | 7.55 | 0.375 | 22 | within_range | 7.94 | 0.1588 | SOLAR_AVAILABLE | FREE solar! (0.22 kWh)
2024-07-22T11:00:00 | 0 |  | 1 | 0.01 | 0.225 | 0 | 0 | 7.56 | 0.0125 | 25.6 | within_range | 0.25 | 0.005 | SOLAR_AVAILABLE | FREE solar! (0.22 kWh)
2024-07-22T11:15:00 | 0 |  | 1 | 0 | 0.17 | 0.0522 | 0 | 8.08 | 0.0125 | 25.8 | within_range | 0 | 0 | SOLAR_AVAILABLE | FREE solar! (0.22 kWh)
2024-07-22T11:30:00 | 0 |  | 1 | 0 | 0.195 | 0.0285 | 0 | 8.35 | 0.0125 | 25.6 | within_range | 0 | 0 | SOLAR_AVAILABLE | FREE solar! (0.22 kWh)
2024-07-22T11:45:00 | 0 |  | 1 | 0 | 0.1975 | 0.0261 | 0 | 8.59 | 0.0125 | 25.5 | within_range | 0 | 0 | SOLAR_AVAILABLE | FREE solar! (0.22 kWh)
2024-07-22T12:00:00 | 0 |  | 1 | 0 | 0.1425 | 0.0784 | 0 | 9.4 | 0.0125 | 25.8 | within_range | 0 | 0 | SOLAR_AVAILABLE | FREE solar! (0.22 kWh)
2024-07-22T12:15:00 | 0 |  | 1 | 0 | 0.1375 | 0.0831 | 0 | 10.27 | 0.0125 | 25.6 | within_range | 0 | 0 | SOLAR_AVAILABLE | FREE solar! (0.22 kWh)
2024-07-22T12:30:00 | 0 |  | 1 | 0 | 0.22 | 0.0047 | 0 | 10.31 | 0.0125 | 25.6 | within_range | 0 | 0 | SOLAR_AVAILABLE | FREE solar! (0.22 kWh)
2024-07-22T12:45:00 | 0 |  | 1 | 0 | 0.2025 | 0.0214 | 0 | 10.5 | 0.0125 | 25.8 | within_range | 0 | 0 | SOLAR_AVAILABLE | FREE solar! (0.22 kWh)
2024-07-22T13:00:00 | 0 |  | 1 | 0 | 0.1475 | 0.0736 | 0 | 11.26 | 0.0125 | 25.7 | within_range | 0 | 0 | SOLAR_AVAILABLE | FREE solar! (0.22 kWh)
2024-07-22T13:15:00 | 0 |  | 1 | 0.0325 | 0.225 | 0 | 0 | 11.26 | 0.0125 | 25.6 | within_range | 0.81 | 0.0163 | SOLAR_AVAILABLE | FREE solar! (0.22 kWh)
2024-07-22T13:30:00 | 0 |  | 1 | 0 | 0.195 | 0.0285 | 0 | 11.53 | 0.0125 | 25.7 | within_range | 0 | 0 | SOLAR_AVAILABLE | FREE solar! (0.22 kWh)
2024-07-22T13:45:00 | 0 |  | 1 | 0 | 0.15 | 0.0712 | 0 | 12.26 | 0.0125 | 25.8 | within_range | 0 | 0 | SOLAR_AVAILABLE | FREE solar! (0.22 kWh)
2024-07-22T14:00:00 | 0 |  | 1 | 0 | 0.1625 | 0.0594 | 0 | 12.87 | 0.0125 | 25.3 | within_range | 0 | 0 | SOLAR_AVAILABLE | FREE solar! (0.22 kWh)
2024-07-22T14:15:00 | 0 |  | 1 | 0.025 | 0.225 | 0 | 0 | 12.87 | 0.0125 | 25.4 | within_range | 0.62 | 0.0125 | SOLAR_AVAILABLE | FREE solar! (0.22 kWh)
2024-07-22T14:30:00 | 0 |  | 1 | 0.0075 | 0.225 | 0 | 0 | 12.87 | 0.0125 | 25.5 | within_range | 0.19 | 0.0037 | SOLAR_AVAILABLE | FREE solar! (0.22 kWh)
2024-07-22T14:45:00 | 0 |  | 1 | 0 | 0.1975 | 0.0261 | 0 | 13.11 | 0.0125 | 26.5 | warning | 0 | 0 | SOLAR_AVAILABLE | FREE solar! (0.22 kWh)
2024-07-22T15:00:00 | 0 |  | 1 | 0.03 | 0.225 | 0 | 0 | 13.11 | 0.0125 | 25.1 | within_range | 0.75 | 0.015 | SOLAR_AVAILABLE | FREE solar! (0.22 kWh)
2024-07-22T15:15:00 | 0 |  | 1 | 0 | 0.17 | 0.0522 | 0 | 13.5 | 0.0125 | 25.3 | within_range | 0 | 0 | SOLAR_AVAILABLE | FREE solar! (0.22 kWh)
2024-07-22T15:30:00 | 0 |  | 1 | 0 | 0.16 | 0 | 0 | 13.5 | 0.0125 | 25.1 | within_range | 0 | 0 | SOLAR_AVAILABLE | FREE solar! (0.22 kWh)
2024-07-22T15:45:00 | 0 |  | 1 | 0 | 0.1825 | 0 | 0 | 13.5 | 0.0125 | 25.1 | within_range | 0 | 0 | SOLAR_AVAILABLE | FREE solar! (0.22 kWh)
2024-07-22T16:00:00 | 0 |  | 0 | 0 | 0.14 | 0 | 0 | 13.5 | 0 | 25.8 | within_range | 0 | 0 | VACANT | Vacant - off
2024-07-22T16:15:00 | 0 |  | 1 | 0 | 0.2175 | 0 | 0 | 13.5 | 0.0125 | 25.1 | within_range | 0 | 0 | SOLAR_AVAILABLE | FREE solar! (0.22 kWh)
2024-07-22T16:30:00 | 0 |  | 0 | 0 | 0.2225 | 0 | 0 | 13.5 | 0 | 25.6 | within_range | 0 | 0 | VACANT | Vacant - off
2024-07-22T16:45:00 | 0 |  | 0 | 0 | 0.2225 | 0 | 0 | 13.5 | 0 | 25.7 | within_range | 0 | 0 | VACANT | Vacant - off
2024-07-22T17:00:00 | 0 |  | 0 | 0 | 0.185 | 0 | 0 | 7.63 | 0 | 25.3 | within_range | 0 | 0 | VACANT | Vacant - off
2024-07-22T17:15:00 | 0 |  | 0 | 0 | 0.1825 | 0 | 0 | 2.69 | 0 | 25.4 | within_range | 0 | 0 | VACANT | Vacant - off
2024-07-22T17:30:00 | 0 |  | 0 | 0 | 0.22 | 0 | 0 | 2.69 | 0 | 25.6 | within_range | 0 | 0 | VACANT | Vacant - off
2024-07-22T17:45:00 | 0 |  | 0 | 0 | 0.1925 | 0 | 0 | 2.69 | 0 | 25.5 | within_range | 0 | 0 | VACANT | Vacant - off
2024-07-22T18:00:00 | 0 |  | 0 | 0.036 | 0.189 | 0 | 0 | 2.69 | 0 | 25.1 | within_range | 1.62 | 0.018 | VACANT | Vacant - off
2024-07-22T18:15:00 | 0 |  | 0 | 0.1325 | 0 | 0 | 0 | 2.69 | 0 | 24.9 | within_range | 5.96 | 0.0663 | VACANT | Vacant - off
2024-07-22T18:30:00 | 0 |  | 0 | 0.145 | 0.0225 | 0 | 0 | 2.69 | 0 | 25 | within_range | 6.52 | 0.0725 | VACANT | Vacant - off
2024-07-22T18:45:00 | 0 |  | 0 | 0.1083 | 0.0967 | 0 | 0 | 2.69 | 0 | 25 | within_range | 4.87 | 0.0541 | VACANT | Vacant - off
2024-07-22T19:00:00 | 0 |  | 0 | 0.132 | 0.018 | 0 | 0 | 2.69 | 0 | 24.9 | within_range | 5.94 | 0.066 | VACANT | Vacant - off
2024-07-22T19:15:00 | 0 |  | 0 | 0.0823 | 0.1103 | 0 | 0 | 2.69 | 0 | 25 | within_range | 3.7 | 0.0411 | VACANT | Vacant - off
2024-07-22T19:30:00 | 0 |  | 0 | 0.1925 | 0 | 0 | 0 | 2.69 | 0 | 24.9 | within_range | 8.66 | 0.0963 | VACANT | Vacant - off
2024-07-22T19:45:00 | 0 |  | 0 | 0 | 0.195 | 0 | 0 | 2.69 | 0 | 25.2 | within_range | 0 | 0 | VACANT | Vacant - off
2024-07-22T20:00:00 | 0 |  | 0 | 0.1625 | 0 | 0 | 0 | 2.69 | 0 | 25 | within_range | 7.31 | 0.0813 | VACANT | Vacant - off
2024-07-22T20:15:00 | 0 |  | 0 | 0.24 | 0 | 0 | 0 | 2.69 | 0 | 24.9 | within_range | 10.8 | 0.12 | VACANT | Vacant - off
2024-07-22T20:30:00 | 0 |  | 0 | 0 | 0.15 | 0 | 0 | 2.69 | 0 | 25.3 | within_range | 0 | 0 | VACANT | Vacant - off
2024-07-22T20:45:00 | 0 |  | 0 | 0.1292 | 0.0158 | 0 | 0 | 2.69 | 0 | 25 | within_range | 5.81 | 0.0646 | VACANT | Vacant - off
2024-07-22T21:00:00 | 0 |  | 0 | 0.1052 | 0.0473 | 0 | 0 | 2.69 | 0 | 25 | within_range | 4.73 | 0.0526 | VACANT | Vacant - off
2024-07-22T21:15:00 | 0 |  | 0 | 0.1725 | 0 | 0 | 0 | 2.69 | 0 | 25 | within_range | 7.76 | 0.0862 | VACANT | Vacant - off
2024-07-22T21:30:00 | 0 |  | 0 | 0.17 | 0.045 | 0 | 0 | 2.69 | 0 | 24 | within_range | 7.65 | 0.085 | VACANT | Vacant - off
2024-07-22T21:45:00 | 0 |  | 0 | 0.1475 | 0 | 0 | 0 | 2.69 | 0 | 24.2 | within_range | 6.64 | 0.0737 | VACANT | Vacant - off
2024-07-22T22:00:00 | 0 |  | 0 | 0.1922 | 0.0427 | 0 | 0 | 2.69 | 0 | 25 | within_range | 2.88 | 0.0961 | VACANT | Vacant - off
2024-07-22T22:15:00 | 0 |  | 0 | 0.003 | 0.1395 | 0 | 0 | 2.69 | 0 | 24 | within_range | 0.04 | 0.0015 | VACANT | Vacant - off
2024-07-22T22:30:00 | 0 |  | 0 | 0.19 | 0 | 0 | 0 | 2.69 | 0 | 24.9 | within_range | 2.85 | 0.095 | VACANT | Vacant - off
2024-07-22T22:45:00 | 0 |  | 0 | 0 | 0.14 | 0.0081 | 0 | 2.7 | 0 | 24 | within_range | 0 | 0 | VACANT | Vacant - off
2024-07-22T23:00:00 | 0 |  | 0 | 0.15 | 0.0225 | 0 | 0 | 2.7 | 0 | 26 | within_range | 2.25 | 0.075 | VACANT | Vacant - off
2024-07-22T23:15:00 | 0 |  | 0 | 0.2 | 0 | 0 | 0 | 2.7 | 0 | 24.8 | within_range | 3 | 0.1 | VACANT | Vacant - off
2024-07-22T23:30:00 | 0 |  | 0 | 0.173 | 0.027 | 0 | 0 | 2.7 | 0 | 24 | within_range | 2.59 | 0.0865 | VACANT | Vacant - off
2024-07-22T23:45:00 | 0 |  | 0 | 0.0205 | 0.117 | 0 | 0 | 2.7 | 0 | 26.4 | within_range | 0.31 | 0.0103 | VACANT | Vacant - off
2024-07-23T00:00:00 | 0 |  | 0 | 0.0743 | 0.1507 | 0 | 0 | 2.7 | 0 | 24.5 | within_range | 1.11 | 0.0372 | VACANT | Vacant - off
2024-07-23T00:15:00 | 0 |  | 0 | 0.1925 | 0 | 0 | 0 | 2.7 | 0 | 24 | within_range | 2.89 | 0.0963 | VACANT | Vacant - off
2024-07-23T00:30:00 | 0 |  | 0 | 0.2203 | 0.0022 | 0 | 0 | 2.7 | 0 | 24 | within_range | 3.3 | 0.1101 | VACANT | Vacant - off
2024-07-23T00:45:00 | 0 |  | 0 | 0 | 0.14 | 0.0679 | 0 | 3.06 | 0 | 25.5 | within_range | 0 | 0 | VACANT | Vacant - off
2024-07-23T01:00:00 | 0 |  | 0 | 0.1435 | 0.0765 | 0 | 0 | 3.06 | 0 | 24 | within_range | 2.15 | 0.0717 | VACANT | Vacant - off
2024-07-23T01:15:00 | 0 |  | 0 | 0.141 | 0.009 | 0 | 0 | 3.06 | 0 | 24 | within_range | 2.11 | 0.0705 | VACANT | Vacant - off
2024-07-23T01:30:00 | 0 |  | 0 | 0.1975 | 0 | 0 | 0 | 3.06 | 0 | 25.5 | within_range | 2.96 | 0.0988 | VACANT | Vacant - off
2024-07-23T01:45:00 | 0 |  | 0 | 0.225 | 0 | 0 | 0 | 3.06 | 0 | 24 | within_range | 3.38 | 0.1125 | VACANT | Vacant - off
2024-07-23T02:00:00 | 0 |  | 0 | 0.1565 | 0.036 | 0 | 0 | 3.06 | 0 | 24 | within_range | 2.35 | 0.0783 | VACANT | Vacant - off
2024-07-23T02:15:00 | 0 |  | 0 | 0.1883 | 0.0292 | 0 | 0 | 3.06 | 0 | 26.6 | within_range | 2.82 | 0.0941 | VACANT | Vacant - off
2024-07-23T02:30:00 | 0 |  | 0 | 0.0622 | 0.0653 | 0 | 0 | 3.06 | 0 | 24 | within_range | 0.93 | 0.0311 | VACANT | Vacant - off
2024-07-23T02:45:00 | 0 |  | 0 | 0.0788 | 0.0788 | 0 | 0 | 3.06 | 0 | 27.2 | within_range | 1.18 | 0.0394 | VACANT | Vacant - off
2024-07-23T03:00:00 | 0 |  | 0 | 0.0703 | 0.1372 | 0 | 0 | 3.06 | 0 | 26.9 | within_range | 1.05 | 0.0352 | VACANT | Vacant - off
2024-07-23T03:15:00 | 0 |  | 0 | 0.117 | 0.0405 | 0 | 0 | 3.06 | 0 | 26.9 | within_range | 1.76 | 0.0585 | VACANT | Vacant - off
2024-07-23T03:30:00 | 0 |  | 0 | 0 | 0.155 | 0.0109 | 0 | 3.07 | 0 | 27.1 | within_range | 0 | 0 | VACANT | Vacant - off
2024-07-23T03:45:00 | 0 |  | 0 | 0.0535 | 0.099 | 0 | 0 | 3.07 | 0 | 27.4 | within_range | 0.8 | 0.0267 | VACANT | Vacant - off
2024-07-23T04:00:00 | 0 |  | 0 | 0.0715 | 0.081 | 0 | 0 | 3.07 | 0 | 28 | within_range | 1.07 | 0.0357 | VACANT | Vacant - off
2024-07-23T04:15:00 | 0 |  | 0 | 0.1465 | 0.0585 | 0 | 0 | 3.07 | 0 | 26.2 | within_range | 2.2 | 0.0732 | VACANT | Vacant - off
2024-07-23T04:30:00 | 0 |  | 0 | 0.0035 | 0.189 | 0 | 0 | 3.07 | 0 | 26.6 | within_range | 0.05 | 0.0018 | VACANT | Vacant - off
2024-07-23T04:45:00 | 0 |  | 0 | 0.18 | 0 | 0 | 0 | 3.07 | 0 | 26.9 | within_range | 2.7 | 0.09 | VACANT | Vacant - off
2024-07-23T05:00:00 | 0 |  | 0 | 0.2225 | 0 | 0 | 0 | 3.07 | 0 | 26.7 | within_range | 3.34 | 0.1113 | VACANT | Vacant - off
2024-07-23T05:15:00 | 0 |  | 0 | 0.175 | 0 | 0 | 0 | 3.07 | 0 | 27 | within_range | 2.62 | 0.0875 | VACANT | Vacant - off
2024-07-23T05:30:00 | 0 |  | 0 | 0.105 | 0.045 | 0 | 0 | 3.07 | 0 | 27 | within_range | 1.57 | 0.0525 | VACANT | Vacant - off
2024-07-23T05:45:00 | 0 |  | 0 | 0.1525 | 0 | 0 | 0 | 3.07 | 0 | 26.9 | within_range | 2.29 | 0.0762 | VACANT | Vacant - off
2024-07-23T06:00:00 | 0 |  | 0 | 0.169 | 0.0135 | 0 | 0 | 3.07 | 0 | 26.9 | within_range | 2.54 | 0.0845 | VACANT | Vacant - off
2024-07-23T06:15:00 | 0 |  | 0 | 0.113 | 0.0945 | 0 | 0 | 3.07 | 0 | 27.3 | within_range | 1.7 | 0.0565 | VACANT | Vacant - off
2024-07-23T06:30:00 | 0 |  | 0 | 0.064 | 0.081 | 0 | 0 | 3.07 | 0 | 27.1 | within_range | 0.96 | 0.032 | VACANT | Vacant - off
2024-07-23T06:45:00 | 0 |  | 0 | 0.0655 | 0.1845 | 0 | 0 | 3.07 | 0 | 28.4 | within_range | 0.98 | 0.0328 | VACANT | Vacant - off
2024-07-23T07:00:00 | 0 |  | 0 | 0 | 0.1475 | 0.0736 | 0 | 3.71 | 0 | 25.6 | within_range | 0 | 0 | VACANT | Vacant - off
2024-07-23T07:15:00 | 0 |  | 0 | 0 | 0.1475 | 0.0736 | 0 | 4.34 | 0 | 25.5 | within_range | 0 | 0 | VACANT | Vacant - off
2024-07-23T07:30:00 | 0 |  | 0 | 0 | 0.2225 | 0.0024 | 0 | 4.34 | 0 | 25.3 | within_range | 0 | 0 | VACANT | Vacant - off
2024-07-23T07:45:00 | 0 |  | 0 | 0 | 0.1275 | 0.0926 | 0 | 5.18 | 0 | 25.3 | within_range | 0 | 0 | VACANT | Vacant - off
2024-07-23T08:00:00 | 0 |  | 1 | 0.03 | 0.225 | 0 | 0 | 5.18 | 0.0125 | 25 | within_range | 0.75 | 0.015 | SOLAR_AVAILABLE | FREE solar! (0.22 kWh)
2024-07-23T08:15:00 | 0 |  | 0 | 0 | 0.185 | 0.038 | 0 | 5.42 | 0 | 25.7 | within_range | 0 | 0 | VACANT | Vacant - off
2024-07-23T08:30:00 | 0 |  | 1 | 0.01 | 0.225 | 0 | 0 | 5.42 | 0.0125 | 25 | within_range | 0.25 | 0.005 | SOLAR_AVAILABLE | FREE solar! (0.22 kWh)
2024-07-23T08:45:00 | 0 |  | 0 | 0.005 | 0.225 | 0 | 0 | 5.42 | 0 | 25.8 | within_range | 0.12 | 0.0025 | VACANT | Vacant - off
2024-07-23T09:00:00 | 0 |  | 1 | 0 | 0.2075 | 0.0166 | 0 | 5.56 | 0.0125 | 27.5 | warning | 0 | 0 | SOLAR_AVAILABLE | FREE solar! (0.22 kWh)
2024-07-23T09:15:00 | 0 |  | 1 | 0.0025 | 0.225 | 0 | 0 | 5.57 | 0.0125 | 25.1 | within_range | 0.06 | 0.0013 | SOLAR_AVAILABLE | FREE solar! (0.22 kWh)
2024-07-23T09:30:00 | 0 |  | 1 | 0 | 0.2 | 0.0237 | 0 | 5.78 | 0.0125 | 25.6 | within_range | 0 | 0 | SOLAR_AVAILABLE | FREE solar! (0.22 kWh)
2024-07-23T09:45:00 | 0 |  | 1 | 0 | 0.1525 | 0.0689 | 0 | 6.49 | 0.0125 | 25 | within_range | 0 | 0 | SOLAR_AVAILABLE | FREE solar! (0.22 kWh)
2024-07-23T10:00:00 | 0 |  | 1 | 0 | 0.1975 | 0.0261 | 0 | 6.73 | 0.0125 | 25.5 | within_range | 0 | 0 | SOLAR_AVAILABLE | FREE solar! (0.22 kWh)
2024-07-23T10:15:00 | 0 |  | 1 | 0.015 | 0.225 | 0 | 0 | 6.73 | 0.0125 | 25.5 | within_range | 0.38 | 0.0075 | SOLAR_AVAILABLE | FREE solar! (0.22 kWh)
2024-07-23T10:30:00 | 0 |  | 1 | 0 | 0.1675 | 0.0546 | 0 | 7.29 | 0.0125 | 25.6 | within_range | 0 | 0 | SOLAR_AVAILABLE | FREE solar! (0.22 kWh)
2024-07-23T10:45:00 | 0 |  | 1 | 0 | 0.165 | 0.057 | 0 | 7.87 | 0.0125 | 26.4 | warning | 0 | 0 | SOLAR_AVAILABLE | FREE solar! (0.22 kWh)
2024-07-23T11:00:00 | 0 |  | 1 | 0 | 0.165 | 0.057 | 0 | 8.44 | 0.0125 | 25.6 | within_range | 0 | 0 | SOLAR_AVAILABLE | FREE solar! (0.22 kWh)
2024-07-23T11:15:00 | 0 |  | 1 | 0 | 0.205 | 0.019 | 0 | 8.61 | 0.0125 | 25.5 | within_range | 0 | 0 | SOLAR_AVAILABLE | FREE solar! (0.22 kWh)
2024-07-23T11:30:00 | 0 |  | 1 | 0.035 | 0.225 | 0 | 0 | 8.61 | 0.0125 | 25.7 | within_range | 0.88 | 0.0175 | SOLAR_AVAILABLE | FREE solar! (0.22 kWh)
2024-07-23T11:45:00 | 0 |  | 1 | 0 | 0.215 | 0.0095 | 0 | 8.68 | 0.0125 | 26.8 | warning | 0 | 0 | SOLAR_AVAILABLE | FREE solar! (0.22 kWh)
2024-07-23T12:00:00 | 0 |  | 1 | 0 | 0.2075 | 0.0166 | 0 | 8.81 | 0.0125 | 25.7 | within_range | 0 | 0 | SOLAR_AVAILABLE | FREE solar! (0.22 kWh)
2024-07-23T12:15:00 | 0 |  | 1 | 0.0375 | 0.225 | 0 | 0 | 8.81 | 0.0125 | 26.1 | warning | 0.94 | 0.0187 | SOLAR_AVAILABLE | FREE solar! (0.22 kWh)
2024-07-23T12:30:00 | 0 |  | 1 | 0.005 | 0.225 | 0 | 0 | 8.82 | 0.0125 | 26.1 | warning | 0.12 | 0.0025 | SOLAR_AVAILABLE | FREE solar! (0.22 kWh)
2024-07-23T12:45:00 | 0 |  | 1 | 0 | 0.1875 | 0.0356 | 0 | 9.16 | 0.0125 | 25.8 | within_range | 0 | 0 | SOLAR_AVAILABLE | FREE solar! (0.22 kWh)
2024-07-23T13:00:00 | 0 |  | 1 | 0 | 0.15 | 0.0712 | 0 | 9.9 | 0.0125 | 25.7 | within_range | 0 | 0 | SOLAR_AVAILABLE | FREE solar! (0.22 kWh)
2024-07-23T13:15:00 | 0 |  | 1 | 0 | 0.225 | 0 | 0 | 9.91 | 0.0125 | 25.8 | within_range | 0 | 0 | SOLAR_AVAILABLE | FREE solar! (0.22 kWh)
2024-07-23T13:30:00 | 0 |  | 1 | 0 | 0.1425 | 0.0784 | 0 | 10.72 | 0.0125 | 25.7 | within_range | 0 | 0 | SOLAR_AVAILABLE | FREE solar! (0.22 kWh)
2024-07-23T13:45:00 | 0 |  | 1 | 0 | 0.1975 | 0.0261 | 0 | 10.96 | 0.0125 | 25.7 | within_range | 0 | 0 | SOLAR_AVAILABLE | FREE solar! (0.22 kWh)
2024-07-23T14:00:00 | 0 |  | 1 | 0 | 0.225 | 0 | 0 | 10.98 | 0.0125 | 25.3 | within_range | 0 | 0 | SOLAR_AVAILABLE | FREE solar! (0.22 kWh)
2024-07-23T14:15:00 | 0 |  | 1 | 0.0075 | 0.225 | 0 | 0 | 10.98 | 0.0125 | 25.4 | within_range | 0.19 | 0.0037 | SOLAR_AVAILABLE | FREE solar! (0.22 kWh)
2024-07-23T14:30:00 | 0 |  | 1 | 0.0075 | 0.225 | 0 | 0 | 10.99 | 0.0125 | 25.8 | within_range | 0.19 | 0.0037 | SOLAR_AVAILABLE | FREE solar! (0.22 kWh)
2024-07-23T14:45:00 | 0 |  | 1 | 0 | 0.21 | 0.0142 | 0 | 11.1 | 0.0125 | 25.5 | within_range | 0 | 0 | SOLAR_AVAILABLE | FREE solar! (0.22 kWh)
2024-07-23T15:00:00 | 0 |  | 1 | 0 | 0.1425 | 0.0784 | 0 | 11.91 | 0.0125 | 25.1 | within_range | 0 | 0 | SOLAR_AVAILABLE | FREE solar! (0.22 kWh)
2024-07-23T15:15:00 | 0 |  | 1 | 0.0225 | 0.225 | 0 | 0 | 11.91 | 0.0125 | 25.1 | within_range | 0.56 | 0.0112 | SOLAR_AVAILABLE | FREE solar! (0.22 kWh)
2024-07-23T15:30:00 | 0 |  | 1 | 0 | 0.19 | 0.0332 | 0 | 12.23 | 0.0125 | 25.3 | within_range | 0 | 0 | SOLAR_AVAILABLE | FREE solar! (0.22 kWh)
2024-07-23T15:45:00 | 0 |  | 1 | 0 | 0.17 | 0.0522 | 0 | 12.76 | 0.0125 | 25.1 | within_range | 0 | 0 | SOLAR_AVAILABLE | FREE solar! (0.22 kWh)
2024-07-23T16:00:00 | 0 |  | 0 | 0 | 0.19 | 0.0332 | 0 | 12.94 | 0 | 25.8 | within_range | 0 | 0 | VACANT | Vacant - off
2024-07-23T16:15:00 | 0 |  | 0 | 0 | 0.1575 | 0.0641 | 0 | 13.47 | 0 | 26.1 | warning | 0 | 0 | VACANT | Vacant - off
2024-07-23T16:30:00 | 0 |  | 0 | 0 | 0.17 | 0 | 0 | 13.5 | 0 | 25.6 | within_range | 0 | 0 | VACANT | Vacant - off
2024-07-23T16:45:00 | 0 |  | 0 | 0.0225 | 0.225 | 0 | 0 | 13.5 | 0 | 25.8 | within_range | 0.56 | 0.0112 | VACANT | Vacant - off
2024-07-23T17:00:00 | 0 |  | 0 | 0 | 0.1425 | 0 | 0 | 8.35 | 0 | 25.3 | within_range | 0 | 0 | VACANT | Vacant - off
2024-07-23T17:15:00 | 0 |  | 0 | 0 | 0.1375 | 0 | 0 | 3.28 | 0 | 25.2 | within_range | 0 | 0 | VACANT | Vacant - off
2024-07-23T17:30:00 | 0 |  | 0 | 0 | 0.1575 | 0 | 0 | 2.69 | 0 | 25.3 | within_range | 0 | 0 | VACANT | Vacant - off
2024-07-23T17:45:00 | 0 |  | 0 | 0 | 0.1475 | 0 | 0 | 2.69 | 0 | 25.5 | within_range | 0 | 0 | VACANT | Vacant - off
2024-07-23T18:00:00 | 0 |  | 0 | 0.1103 | 0.0473 | 0 | 0 | 2.69 | 0 | 25 | within_range | 4.96 | 0.0551 | VACANT | Vacant - off
2024-07-23T18:15:00 | 0 |  | 0 | 0.1452 | 0.0697 | 0 | 0 | 2.69 | 0 | 25 | within_range | 6.53 | 0.0726 | VACANT | Vacant - off
2024-07-23T18:30:00 | 0 |  | 0 | 0.2275 | 0 | 0 | 0 | 2.69 | 0 | 24.9 | within_range | 10.24 | 0.1138 | VACANT | Vacant - off
2024-07-23T18:45:00 | 0 |  | 0 | 0.0952 | 0.0473 | 0 | 0 | 2.69 | 0 | 25 | within_range | 4.28 | 0.0476 | VACANT | Vacant - off
2024-07-23T19:00:00 | 0 |  | 0 | 0.0655 | 0.1395 | 0 | 0 | 2.69 | 0 | 25.1 | within_range | 2.95 | 0.0328 | VACANT | Vacant - off
2024-07-23T19:15:00 | 0 |  | 0 | 0.2 | 0 | 0 | 0 | 2.69 | 0 | 25 | within_range | 9 | 0.1 | VACANT | Vacant - off
2024-07-23T19:30:00 | 0 |  | 0 | 0.1425 | 0 | 0 | 0 | 2.69 | 0 | 24.9 | within_range | 6.41 | 0.0712 | VACANT | Vacant - off
2024-07-23T19:45:00 | 0 |  | 0 | 0.16 | 0 | 0 | 0 | 2.69 | 0 | 24.9 | within_range | 7.2 | 0.08 | VACANT | Vacant - off
2024-07-23T20:00:00 | 0 |  | 0 | 0.025 | 0.135 | 0 | 0 | 2.69 | 0 | 25.1 | within_range | 1.12 | 0.0125 | VACANT | Vacant - off
2024-07-23T20:15:00 | 0 |  | 0 | 0 | 0.1575 | 0 | 0 | 2.69 | 0 | 25.1 | within_range | 0 | 0 | VACANT | Vacant - off
2024-07-23T20:30:00 | 0 |  | 0 | 0.2225 | 0 | 0 | 0 | 2.69 | 0 | 24.9 | within_range | 10.01 | 0.1113 | VACANT | Vacant - off
2024-07-23T20:45:00 | 0 |  | 0 | 0.1075 | 0.0675 | 0 | 0 | 2.69 | 0 | 25.1 | within_range | 4.84 | 0.0537 | VACANT | Vacant - off
2024-07-23T21:00:00 | 0 |  | 0 | 0.2375 | 0 | 0 | 0 | 2.69 | 0 | 24 | within_range | 10.69 | 0.1187 | VACANT | Vacant - off
2024-07-23T21:15:00 | 0 |  | 0 | 0.1975 | 0 | 0 | 0 | 2.69 | 0 | 24 | within_range | 8.89 | 0.0988 | VACANT | Vacant - off
2024-07-23T21:30:00 | 0 |  | 0 | 0.19 | 0 | 0 | 0 | 2.69 | 0 | 24.7 | within_range | 8.55 | 0.095 | VACANT | Vacant - off
2024-07-23T21:45:00 | 0 |  | 0 | 0.1698 | 0.0427 | 0 | 0 | 2.69 | 0 | 24 | within_range | 7.64 | 0.0849 | VACANT | Vacant - off
2024-07-23T22:00:00 | 0 |  | 0 | 0.2225 | 0 | 0 | 0 | 2.69 | 0 | 25 | within_range | 3.34 | 0.1113 | VACANT | Vacant - off
2024-07-23T22:15:00 | 0 |  | 0 | 0.0653 | 0.1597 | 0 | 0 | 2.69 | 0 | 25.1 | within_range | 0.98 | 0.0326 | VACANT | Vacant - off
2024-07-23T22:30:00 | 0 |  | 0 | 0.0853 | 0.0473 | 0 | 0 | 2.69 | 0 | 25 | within_range | 1.28 | 0.0427 | VACANT | Vacant - off
2024-07-23T22:45:00 | 0 |  | 0 | 0.0283 | 0.1642 | 0 | 0 | 2.69 | 0 | 24.7 | within_range | 0.42 | 0.0141 | VACANT | Vacant - off
2024-07-23T23:00:00 | 0 |  | 0 | 0.101 | 0.1215 | 0 | 0 | 2.69 | 0 | 24 | within_range | 1.52 | 0.0505 | VACANT | Vacant - off
2024-07-23T23:15:00 | 0 |  | 0 | 0.1552 | 0.0923 | 0 | 0 | 2.69 | 0 | 24.7 | within_range | 2.33 | 0.0776 | VACANT | Vacant - off
2024-07-23T23:30:00 | 0 |  | 0 | 0.2075 | 0 | 0 | 0 | 2.69 | 0 | 24 | within_range | 3.11 | 0.1037 | VACANT | Vacant - off
2024-07-23T23:45:00 | 0 |  | 0 | 0.0118 | 0.1732 | 0 | 0 | 2.69 | 0 | 24 | within_range | 0.18 | 0.0059 | VACANT | Vacant - off
2024-07-24T00:00:00 | 0 |  | 0 | 0.178 | 0.0045 | 0 | 0 | 2.69 | 0 | 24 | within_range | 2.67 | 0.089 | VACANT | Vacant - off
2024-07-24T00:15:00 | 0 |  | 0 | 0.0543 | 0.0833 | 0 | 0 | 2.69 | 0 | 24 | within_range | 0.81 | 0.0272 | VACANT | Vacant - off
2024-07-24T00:30:00 | 0 |  | 0 | 0.1375 | 0 | 0 | 0 | 2.69 | 0 | 24 | within_range | 2.06 | 0.0688 | VACANT | Vacant - off
2024-07-24T00:45:00 | 0 |  | 0 | 0.1827 | 0.0247 | 0 | 0 | 2.69 | 0 | 24.1 | within_range | 2.74 | 0.0914 | VACANT | Vacant - off
2024-07-24T01:00:00 | 0 |  | 0 | 0.178 | 0.027 | 0 | 0 | 2.69 | 0 | 24 | within_range | 2.67 | 0.089 | VACANT | Vacant - off
2024-07-24T01:15:00 | 0 |  | 0 | 0.2 | 0 | 0 | 0 | 2.69 | 0 | 24 | within_range | 3 | 0.1 | VACANT | Vacant - off
2024-07-24T01:30:00 | 0 |  | 0 | 0.1945 | 0.018 | 0 | 0 | 2.69 | 0 | 24 | within_range | 2.92 | 0.0973 | VACANT | Vacant - off
2024-07-24T01:45:00 | 0 |  | 0 | 0.187 | 0.018 | 0 | 0 | 2.69 | 0 | 24 | within_range | 2.81 | 0.0935 | VACANT | Vacant - off
2024-07-24T02:00:00 | 0 |  | 0 | 0.185 | 0 | 0 | 0 | 2.69 | 0 | 25.8 | within_range | 2.77 | 0.0925 | VACANT | Vacant - off
2024-07-24T02:15:00 | 0 |  | 0 | 0.2028 | 0.0247 | 0 | 0 | 2.69 | 0 | 25.5 | within_range | 3.04 | 0.1014 | VACANT | Vacant - off
2024-07-24T02:30:00 | 0 |  | 0 | 0.0988 | 0.1012 | 0 | 0 | 2.69 | 0 | 24.7 | within_range | 1.48 | 0.0494 | VACANT | Vacant - off
2024-07-24T02:45:00 | 0 |  | 0 | 0.1825 | 0 | 0 | 0 | 2.69 | 0 | 25.2 | within_range | 2.74 | 0.0912 | VACANT | Vacant - off
2024-07-24T03:00:00 | 0 |  | 0 | 0.1675 | 0 | 0 | 0 | 2.69 | 0 | 26.3 | within_range | 2.51 | 0.0838 | VACANT | Vacant - off
2024-07-24T03:15:00 | 0 |  | 0 | 0.24 | 0 | 0 | 0 | 2.69 | 0 | 25 | within_range | 3.6 | 0.12 | VACANT | Vacant - off
2024-07-24T03:30:00 | 0 |  | 0 | 0.1793 | 0.0158 | 0 | 0 | 2.69 | 0 | 26.9 | within_range | 2.69 | 0.0896 | VACANT | Vacant - off
2024-07-24T03:45:00 | 0 |  | 0 | 0 | 0.13 | 0.024 | 0 | 2.75 | 0 | 24 | within_range | 0 | 0 | VACANT | Vacant - off
2024-07-24T04:00:00 | 0 |  | 0 | 0.2225 | 0 | 0 | 0 | 2.75 | 0 | 27 | within_range | 3.34 | 0.1113 | VACANT | Vacant - off
2024-07-24T04:15:00 | 0 |  | 0 | 0.1575 | 0 | 0 | 0 | 2.75 | 0 | 26.3 | within_range | 2.36 | 0.0788 | VACANT | Vacant - off
2024-07-24T04:30:00 | 0 |  | 0 | 0.2225 | 0 | 0 | 0 | 2.75 | 0 | 26.4 | within_range | 3.34 | 0.1113 | VACANT | Vacant - off
2024-07-24T04:45:00 | 0 |  | 0 | 0.14 | 0 | 0 | 0 | 2.75 | 0 | 26.9 | within_range | 2.1 | 0.07 | VACANT | Vacant - off
2024-07-24T05:00:00 | 0 |  | 0 | 0.175 | 0 | 0 | 0 | 2.75 | 0 | 26.9 | within_range | 2.62 | 0.0875 | VACANT | Vacant - off
2024-07-24T05:15:00 | 0 |  | 0 | 0.1343 | 0.0607 | 0 | 0 | 2.75 | 0 | 27.2 | within_range | 2.01 | 0.0672 | VACANT | Vacant - off
2024-07-24T05:30:00 | 0 |  | 0 | 0.1445 | 0.018 | 0 | 0 | 2.75 | 0 | 26.2 | within_range | 2.17 | 0.0722 | VACANT | Vacant - off
2024-07-24T05:45:00 | 0 |  | 0 | 0.195 | 0 | 0 | 0 | 2.75 | 0 | 26.9 | within_range | 2.93 | 0.0975 | VACANT | Vacant - off
2024-07-24T06:00:00 | 0 |  | 0 | 0.1185 | 0.0765 | 0 | 0 | 2.75 | 0 | 27 | within_range | 1.78 | 0.0592 | VACANT | Vacant - off
2024-07-24T06:15:00 | 0 |  | 0 | 0.1658 | 0.0292 | 0 | 0 | 2.75 | 0 | 27 | within_range | 2.49 | 0.0829 | VACANT | Vacant - off
2024-07-24T06:30:00 | 0 |  | 0 | 0.126 | 0.0315 | 0 | 0 | 2.75 | 0 | 27 | within_range | 1.89 | 0.063 | VACANT | Vacant - off
2024-07-24T06:45:00 | 0 |  | 0 | 0.1475 | 0 | 0 | 0 | 2.75 | 0 | 27 | within_range | 2.21 | 0.0737 | VACANT | Vacant - off
2024-07-24T07:00:00 | 0 |  | 0 | 0 | 0.1575 | 0.0641 | 0 | 3.27 | 0 | 25.6 | within_range | 0 | 0 | VACANT | Vacant - off
2024-07-24T07:15:00 | 0 |  | 0 | 0.0225 | 0.225 | 0 | 0 | 3.27 | 0 | 25.3 | within_range | 0.56 | 0.0112 | VACANT | Vacant - off
2024-07-24T07:30:00 | 0 |  | 0 | 0 | 0.185 | 0.038 | 0 | 3.51 | 0 | 25.5 | within_range | 0 | 0 | VACANT | Vacant - off
2024-07-24T07:45:00 | 0 |  | 0 | 0 | 0.1325 | 0.0879 | 0 | 4.3 | 0 | 25.2 | within_range | 0 | 0 | VACANT | Vacant - off
2024-07-24T08:00:00 | 0 |  | 0 | 0 | 0.1875 | 0.0356 | 0 | 4.52 | 0 | 25.6 | within_range | 0 | 0 | VACANT | Vacant - off
2024-07-24T08:15:00 | 0 |  | 0 | 0.0175 | 0.225 | 0 | 0 | 4.52 | 0 | 25.7 | within_range | 0.44 | 0.0088 | VACANT | Vacant - off
2024-07-24T08:30:00 | 0 |  | 0 | 0 | 0.1475 | 0.0736 | 0 | 5.15 | 0 | 25.8 | within_range | 0 | 0 | VACANT | Vacant - off
2024-07-24T08:45:00 | 0 |  | 0 | 0 | 0.22 | 0.0047 | 0 | 5.15 | 0 | 25.8 | within_range | 0 | 0 | VACANT | Vacant - off
2024-07-24T09:00:00 | 0 |  | 1 | 0 | 0.1975 | 0.0261 | 0 | 5.39 | 0.0125 | 25.1 | within_range | 0 | 0 | SOLAR_AVAILABLE | FREE solar! (0.22 kWh)
2024-07-24T09:15:00 | 0 |  | 1 | 0 | 0.1625 | 0.0594 | 0 | 6 | 0.0125 | 25.1 | within_range | 0 | 0 | SOLAR_AVAILABLE | FREE solar! (0.22 kWh)
2024-07-24T09:30:00 | 0 |  | 1 | 0 | 0.2125 | 0.0119 | 0 | 6.08 | 0.0125 | 25.2 | within_range | 0 | 0 | SOLAR_AVAILABLE | FREE solar! (0.22 kWh)
2024-07-24T09:45:00 | 0 |  | 1 | 0 | 0.225 | 0 | 0 | 6.09 | 0.0125 | 25.2 | within_range | 0 | 0 | SOLAR_AVAILABLE | FREE solar! (0.22 kWh)
2024-07-24T10:00:00 | 0 |  | 1 | 0.015 | 0.225 | 0 | 0 | 6.09 | 0.0125 | 26.7 | warning | 0.38 | 0.0075 | SOLAR_AVAILABLE | FREE solar! (0.22 kWh)
2024-07-24T10:15:00 | 0 |  | 1 | 0.02 | 0.225 | 0 | 0 | 6.09 | 0.0125 | 25.5 | within_range | 0.5 | 0.01 | SOLAR_AVAILABLE | FREE solar! (0.22 kWh)
2024-07-24T10:30:00 | 0 |  | 1 | 0.025 | 0.225 | 0 | 0 | 6.09 | 0.0125 | 25.4 | within_range | 0.62 | 0.0125 | SOLAR_AVAILABLE | FREE solar! (0.22 kWh)
2024-07-24T10:45:00 | 1 | 20 | 0 | 0.33 | 0.225 | 0 | 0 | 6.39 | 0.375 | 22 | within_range | 8.25 | 0.165 | SOLAR_AVAILABLE | FREE solar! (0.22 kWh)
2024-07-24T11:00:00 | 0 |  | 1 | 0 | 0.2225 | 0.0024 | 0 | 6.41 | 0.0125 | 25.8 | within_range | 0 | 0 | SOLAR_AVAILABLE | FREE solar! (0.22 kWh)
2024-07-24T11:15:00 | 0 |  | 1 | 0 | 0.22 | 0.0047 | 0 | 6.45 | 0.0125 | 25.7 | within_range | 0 | 0 | SOLAR_AVAILABLE | FREE solar! (0.22 kWh)
2024-07-24T11:30:00 | 0 |  | 1 | 0.01 | 0.225 | 0 | 0 | 6.45 | 0.0125 | 25.6 | within_range | 0.25 | 0.005 | SOLAR_AVAILABLE | FREE solar! (0.22 kWh)
2024-07-24T11:45:00 | 0 |  | 1 | 0 | 0.2125 | 0.0119 | 0 | 6.54 | 0.0125 | 25.7 | within_range | 0 | 0 | SOLAR_AVAILABLE | FREE solar! (0.22 kWh)
2024-07-24T12:00:00 | 0 |  | 1 | 0.0075 | 0.225 | 0 | 0 | 6.54 | 0.0125 | 26.6 | warning | 0.19 | 0.0037 | SOLAR_AVAILABLE | FREE solar! (0.22 kWh)
2024-07-24T12:15:00 | 0 |  | 1 | 0.0025 | 0.225 | 0 | 0 | 6.55 | 0.0125 | 26.4 | warning | 0.06 | 0.0013 | SOLAR_AVAILABLE | FREE solar! (0.22 kWh)
2024-07-24T12:30:00 | 0 |  | 1 | 0 | 0.1875 | 0.0356 | 0 | 6.9 | 0.0125 | 25.7 | within_range | 0 | 0 | SOLAR_AVAILABLE | FREE solar! (0.22 kWh)
2024-07-24T12:45:00 | 0 |  | 1 | 0.0125 | 0.225 | 0 | 0 | 6.9 | 0.0125 | 25.6 | within_range | 0.31 | 0.0063 | SOLAR_AVAILABLE | FREE solar! (0.22 kWh)
2024-07-24T13:00:00 | 0 |  | 1 | 0.0025 | 0.225 | 0 | 0 | 6.91 | 0.0125 | 25.6 | within_range | 0.06 | 0.0013 | SOLAR_AVAILABLE | FREE solar! (0.22 kWh)
2024-07-24T13:15:00 | 0 |  | 1 | 0 | 0.165 | 0.057 | 0 | 7.49 | 0.0125 | 25.8 | within_range | 0 | 0 | SOLAR_AVAILABLE | FREE solar! (0.22 kWh)
2024-07-24T13:30:00 | 0 |  | 1 | 0 | 0.2 | 0.0237 | 0 | 7.7 | 0.0125 | 25.5 | within_range | 0 | 0 | SOLAR_AVAILABLE | FREE solar! (0.22 kWh)
2024-07-24T13:45:00 | 0 |  | 1 | 0 | 0.1725 | 0.0499 | 0 | 8.2 | 0.0125 | 25.6 | within_range | 0 | 0 | SOLAR_AVAILABLE | FREE solar! (0.22 kWh)
2024-07-24T14:00:00 | 0 |  | 1 | 0 | 0.19 | 0.0332 | 0 | 8.52 | 0.0125 | 25.3 | within_range | 0 | 0 | SOLAR_AVAILABLE | FREE solar! (0.22 kWh)
2024-07-24T14:15:00 | 0 |  | 1 | 0 | 0.2075 | 0.0166 | 0 | 8.65 | 0.0125 | 25.9 | within_range | 0 | 0 | SOLAR_AVAILABLE | FREE solar! (0.22 kWh)
2024-07-24T14:30:00 | 0 |  | 1 | 0 | 0.2225 | 0.0024 | 0 | 8.68 | 0.0125 | 25.6 | within_range | 0 | 0 | SOLAR_AVAILABLE | FREE solar! (0.22 kWh)
2024-07-24T14:45:00 | 0 |  | 1 | 0 | 0.18 | 0.0427 | 0 | 9.1 | 0.0125 | 25.4 | within_range | 0 | 0 | SOLAR_AVAILABLE | FREE solar! (0.22 kWh)
2024-07-24T15:00:00 | 0 |  | 1 | 0.025 | 0.225 | 0 | 0 | 9.1 | 0.0125 | 25 | within_range | 0.62 | 0.0125 | SOLAR_AVAILABLE | FREE solar! (0.22 kWh)
2024-07-24T15:15:00 | 0 |  | 1 | 0 | 0.145 | 0.076 | 0 | 9.89 | 0.0125 | 25.3 | within_range | 0 | 0 | SOLAR_AVAILABLE | FREE solar! (0.22 kWh)
2024-07-24T15:30:00 | 0 |  | 1 | 0 | 0.2225 | 0.0024 | 0 | 9.92 | 0.0125 | 25.3 | within_range | 0 | 0 | SOLAR_AVAILABLE | FREE solar! (0.22 kWh)
2024-07-24T15:45:00 | 0 |  | 1 | 0 | 0.14 | 0.0807 | 0 | 10.76 | 0.0125 | 24.9 | within_range | 0 | 0 | SOLAR_AVAILABLE | FREE solar! (0.22 kWh)
2024-07-24T16:00:00 | 0 |  | 0 | 0.01 | 0.225 | 0 | 0 | 10.76 | 0 | 25.6 | within_range | 0.25 | 0.005 | VACANT | Vacant - off
2024-07-24T16:15:00 | 0 |  | 1 | 0.0275 | 0.225 | 0 | 0 | 10.76 | 0.0125 | 25 | within_range | 0.69 | 0.0138 | SOLAR_AVAILABLE | FREE solar! (0.22 kWh)
2024-07-24T16:30:00 | 0 |  | 0 | 0 | 0.1925 | 0.0309 | 0 | 10.92 | 0 | 26 | within_range | 0 | 0 | VACANT | Vacant - off
2024-07-24T16:45:00 | 0 |  | 1 | 0.02 | 0.225 | 0 | 0 | 10.92 | 0.0125 | 24.9 | within_range | 0.5 | 0.01 | SOLAR_AVAILABLE | FREE solar! (0.22 kWh)
2024-07-24T17:00:00 | 0 |  | 0 | 0 | 0.1775 | 0 | 0 | 5.18 | 0 | 25.3 | within_range | 0 | 0 | VACANT | Vacant - off
2024-07-24T17:15:00 | 0 |  | 0 | 0 | 0.1825 | 0 | 0 | 2.7 | 0 | 25.2 | within_range | 0 | 0 | VACANT | Vacant - off
2024-07-24T17:30:00 | 0 |  | 0 | 0 | 0.2225 | 0 | 0 | 2.7 | 0 | 25.6 | within_range | 0 | 0 | VACANT | Vacant - off
2024-07-24T17:45:00 | 0 |  | 0 | 0 | 0.19 | 0 | 0 | 2.7 | 0 | 25.6 | within_range | 0 | 0 | VACANT | Vacant - off
2024-07-24T18:00:00 | 0 |  | 0 | 0.23 | 0 | 0 | 0 | 2.7 | 0 | 24.9 | within_range | 10.35 | 0.115 | VACANT | Vacant - off
2024-07-24T18:15:00 | 0 |  | 0 | 0.0105 | 0.1395 | 0 | 0 | 2.7 | 0 | 25.1 | within_range | 0.47 | 0.0053 | VACANT | Vacant - off
2024-07-24T18:30:00 | 0 |  | 0 | 0.225 | 0 | 0 | 0 | 2.7 | 0 | 24.9 | within_range | 10.12 | 0.1125 | VACANT | Vacant - off
2024-07-24T18:45:00 | 0 |  | 0 | 0.2025 | 0 | 0 | 0 | 2.7 | 0 | 24.9 | within_range | 9.11 | 0.1013 | VACANT | Vacant - off
2024-07-24T19:00:00 | 0 |  | 0 | 0.195 | 0 | 0 | 0 | 2.7 | 0 | 25 | within_range | 8.78 | 0.0975 | VACANT | Vacant - off
2024-07-24T19:15:00 | 0 |  | 0 | 0 | 0.2225 | 0 | 0 | 2.7 | 0 | 25.2 | within_range | 0 | 0 | VACANT | Vacant - off
2024-07-24T19:30:00 | 0 |  | 0 | 0.0572 | 0.0878 | 0 | 0 | 2.7 | 0 | 25 | within_range | 2.57 | 0.0286 | VACANT | Vacant - off
2024-07-24T19:45:00 | 0 |  | 0 | 0.165 | 0 | 0 | 0 | 2.7 | 0 | 25 | within_range | 7.43 | 0.0825 | VACANT | Vacant - off
2024-07-24T20:00:00 | 0 |  | 0 | 0.0408 | 0.1867 | 0 | 0 | 2.7 | 0 | 25.2 | within_range | 1.84 | 0.0204 | VACANT | Vacant - off
2024-07-24T20:15:00 | 0 |  | 0 | 0.092 | 0.153 | 0 | 0 | 2.7 | 0 | 24 | within_range | 4.14 | 0.046 | VACANT | Vacant - off
2024-07-24T20:30:00 | 0 |  | 0 | 0 | 0.135 | 0 | 0 | 2.7 | 0 | 25.1 | within_range | 0 | 0 | VACANT | Vacant - off
2024-07-24T20:45:00 | 0 |  | 0 | 0.1173 | 0.0427 | 0 | 0 | 2.7 | 0 | 25 | within_range | 5.28 | 0.0587 | VACANT | Vacant - off
2024-07-24T21:00:00 | 0 |  | 0 | 0.0638 | 0.1462 | 0 | 0 | 2.7 | 0 | 24.8 | within_range | 2.87 | 0.0319 | VACANT | Vacant - off
2024-07-24T21:15:00 | 0 |  | 0 | 0.15 | 0 | 0 | 0 | 2.7 | 0 | 24 | within_range | 6.75 | 0.075 | VACANT | Vacant - off
2024-07-24T21:30:00 | 0 |  | 0 | 0.13 | 0 | 0 | 0 | 2.7 | 0 | 24 | within_range | 5.85 | 0.065 | VACANT | Vacant - off
2024-07-24T21:45:00 | 0 |  | 0 | 0.19 | 0 | 0 | 0 | 2.7 | 0 | 24.2 | within_range | 8.55 | 0.095 | VACANT | Vacant - off
2024-07-24T22:00:00 | 0 |  | 0 | 0.089 | 0.126 | 0 | 0 | 2.7 | 0 | 24 | within_range | 1.33 | 0.0445 | VACANT | Vacant - off
2024-07-24T22:15:00 | 0 |  | 0 | 0.2052 | 0.0022 | 0 | 0 | 2.7 | 0 | 24 | within_range | 3.08 | 0.1026 | VACANT | Vacant - off
2024-07-24T22:30:00 | 0 |  | 0 | 0.13 | 0 | 0 | 0 | 2.7 | 0 | 24 | within_range | 1.95 | 0.065 | VACANT | Vacant - off
2024-07-24T22:45:00 | 0 |  | 0 | 0.1675 | 0 | 0 | 0 | 2.7 | 0 | 25 | within_range | 2.51 | 0.0838 | VACANT | Vacant - off
2024-07-24T23:00:00 | 0 |  | 0 | 0.2125 | 0 | 0 | 0 | 2.7 | 0 | 24 | within_range | 3.19 | 0.1062 | VACANT | Vacant - off
2024-07-24T23:15:00 | 0 |  | 0 | 0.0605 | 0.162 | 0 | 0 | 2.7 | 0 | 24 | within_range | 0.91 | 0.0302 | VACANT | Vacant - off
2024-07-24T23:30:00 | 0 |  | 0 | 0.145 | 0 | 0 | 0 | 2.7 | 0 | 27 | within_range | 2.17 | 0.0725 | VACANT | Vacant - off
2024-07-24T23:45:00 | 0 |  | 0 | 0.032 | 0.153 | 0 | 0 | 2.7 | 0 | 25.5 | within_range | 0.48 | 0.016 | VACANT | Vacant - off
2024-07-25T00:00:00 | 0 |  | 0 | 0.0645 | 0.1305 | 0 | 0 | 2.7 | 0 | 24 | within_range | 0.97 | 0.0323 | VACANT | Vacant - off
2024-07-25T00:15:00 | 0 |  | 0 | 0.1895 | 0.018 | 0 | 0 | 2.7 | 0 | 24 | within_range | 2.84 | 0.0948 | VACANT | Vacant - off
2024-07-25T00:30:00 | 0 |  | 0 | 0.0713 | 0.0562 | 0 | 0 | 2.7 | 0 | 26.5 | within_range | 1.07 | 0.0357 | VACANT | Vacant - off
2024-07-25T00:45:00 | 0 |  | 0 | 0.0983 | 0.0517 | 0 | 0 | 2.7 | 0 | 24 | within_range | 1.47 | 0.0491 | VACANT | Vacant - off
2024-07-25T01:00:00 | 0 |  | 0 | 0.1475 | 0 | 0 | 0 | 2.7 | 0 | 24 | within_range | 2.21 | 0.0737 | VACANT | Vacant - off
2024-07-25T01:15:00 | 0 |  | 0 | 0.1275 | 0 | 0 | 0 | 2.7 | 0 | 24.5 | within_range | 1.91 | 0.0638 | VACANT | Vacant - off
2024-07-25T01:30:00 | 0 |  | 0 | 0.235 | 0 | 0 | 0 | 2.7 | 0 | 24 | within_range | 3.52 | 0.1175 | VACANT | Vacant - off
2024-07-25T01:45:00 | 0 |  | 0 | 0.125 | 0.0225 | 0 | 0 | 2.7 | 0 | 24 | within_range | 1.88 | 0.0625 | VACANT | Vacant - off
2024-07-25T02:00:00 | 0 |  | 0 | 0.074 | 0.081 | 0 | 0 | 2.7 | 0 | 25.7 | within_range | 1.11 | 0.037 | VACANT | Vacant - off
2024-07-25T02:15:00 | 0 |  | 0 | 0.0352 | 0.1823 | 0 | 0 | 2.7 | 0 | 24 | within_range | 0.53 | 0.0176 | VACANT | Vacant - off
2024-07-25T02:30:00 | 0 |  | 0 | 0.2425 | 0 | 0 | 0 | 2.7 | 0 | 24 | within_range | 3.64 | 0.1212 | VACANT | Vacant - off
2024-07-25T02:45:00 | 0 |  | 0 | 0.17 | 0 | 0 | 0 | 2.7 | 0 | 24 | within_range | 2.55 | 0.085 | VACANT | Vacant - off
2024-07-25T03:00:00 | 0 |  | 0 | 0.21 | 0 | 0 | 0 | 2.7 | 0 | 26 | within_range | 3.15 | 0.105 | VACANT | Vacant - off
2024-07-25T03:15:00 | 0 |  | 0 | 0.1575 | 0 | 0 | 0 | 2.7 | 0 | 24.1 | within_range | 2.36 | 0.0788 | VACANT | Vacant - off
2024-07-25T03:30:00 | 0 |  | 0 | 0.1708 | 0.0292 | 0 | 0 | 2.7 | 0 | 27 | within_range | 2.56 | 0.0854 | VACANT | Vacant - off
2024-07-25T03:45:00 | 0 |  | 0 | 0.0585 | 0.189 | 0 | 0 | 2.7 | 0 | 24 | within_range | 0.88 | 0.0293 | VACANT | Vacant - off
2024-07-25T04:00:00 | 0 |  | 0 | 0.112 | 0.063 | 0 | 0 | 2.7 | 0 | 27.1 | within_range | 1.68 | 0.056 | VACANT | Vacant - off
2024-07-25T04:15:00 | 0 |  | 0 | 0 | 0.135 | 0.0235 | 0 | 2.76 | 0 | 25.9 | within_range | 0 | 0 | VACANT | Vacant - off
2024-07-25T04:30:00 | 0 |  | 0 | 0.135 | 0.045 | 0 | 0 | 2.76 | 0 | 27 | within_range | 2.03 | 0.0675 | VACANT | Vacant - off
2024-07-25T04:45:00 | 0 |  | 0 | 0.0642 | 0.0833 | 0 | 0 | 2.76 | 0 | 26.8 | within_range | 0.96 | 0.0321 | VACANT | Vacant - off
2024-07-25T05:00:00 | 0 |  | 0 | 0.1325 | 0 | 0 | 0 | 2.76 | 0 | 26.9 | within_range | 1.99 | 0.0663 | VACANT | Vacant - off
2024-07-25T05:15:00 | 0 |  | 0 | 0.1625 | 0 | 0 | 0 | 2.76 | 0 | 27 | within_range | 2.44 | 0.0813 | VACANT | Vacant - off
2024-07-25T05:30:00 | 0 |  | 0 | 0.2235 | 0.009 | 0 | 0 | 2.76 | 0 | 27 | within_range | 3.35 | 0.1118 | VACANT | Vacant - off
2024-07-25T05:45:00 | 0 |  | 0 | 0.145 | 0 | 0 | 0 | 2.76 | 0 | 27 | within_range | 2.17 | 0.0725 | VACANT | Vacant - off
2024-07-25T06:00:00 | 0 |  | 0 | 0.1555 | 0.0045 | 0 | 0 | 2.76 | 0 | 27 | within_range | 2.33 | 0.0777 | VACANT | Vacant - off
2024-07-25T06:15:00 | 0 |  | 0 | 0.2025 | 0 | 0 | 0 | 2.76 | 0 | 26.9 | within_range | 3.04 | 0.1013 | VACANT | Vacant - off
2024-07-25T06:30:00 | 0 |  | 0 | 0.142 | 0.0405 | 0 | 0 | 2.76 | 0 | 27 | within_range | 2.13 | 0.071 | VACANT | Vacant - off
2024-07-25T06:45:00 | 0 |  | 0 | 0.0627 | 0.0923 | 0 | 0 | 2.76 | 0 | 27.8 | within_range | 0.94 | 0.0314 | VACANT | Vacant - off
2024-07-25T07:00:00 | 0 |  | 0 | 0 | 0.1525 | 0.0689 | 0 | 3.34 | 0 | 25.3 | within_range | 0 | 0 | VACANT | Vacant - off
2024-07-25T07:15:00 | 0 |  | 0 | 0.0175 | 0.225 | 0 | 0 | 3.34 | 0 | 25.3 | within_range | 0.44 | 0.0088 | VACANT | Vacant - off
2024-07-25T07:30:00 | 0 |  | 0 | 0 | 0.175 | 0.0475 | 0 | 3.68 | 0 | 25.2 | within_range | 0 | 0 | VACANT | Vacant - off
2024-07-25T07:45:00 | 0 |  | 0 | 0 | 0.2 | 0.0237 | 0 | 3.77 | 0 | 25.3 | within_range | 0 | 0 | VACANT | Vacant - off
2024-07-25T08:00:00 | 0 |  | 0 | 0.0125 | 0.225 | 0 | 0 | 3.77 | 0 | 25.9 | within_range | 0.31 | 0.0063 | VACANT | Vacant - off
2024-07-25T08:15:00 | 0 |  | 1 | 0.0325 | 0.225 | 0 | 0 | 3.77 | 0.0125 | 24.9 | within_range | 0.81 | 0.0163 | SOLAR_AVAILABLE | FREE solar! (0.22 kWh)
2024-07-25T08:30:00 | 0 |  | 1 | 0.0325 | 0.225 | 0 | 0 | 3.77 | 0.0125 | 25.2 | within_range | 0.81 | 0.0163 | SOLAR_AVAILABLE | FREE solar! (0.22 kWh)
2024-07-25T08:45:00 | 0 |  | 0 | 0 | 0.185 | 0.038 | 0 | 4.01 | 0 | 25.9 | within_range | 0 | 0 | VACANT | Vacant - off
2024-07-25T09:00:00 | 0 |  | 1 | 0 | 0.22 | 0.0047 | 0 | 4.05 | 0.0125 | 25.2 | within_range | 0 | 0 | SOLAR_AVAILABLE | FREE solar! (0.22 kWh)
2024-07-25T09:15:00 | 0 |  | 1 | 0 | 0.1475 | 0.0736 | 0 | 4.81 | 0.0125 | 26.8 | warning | 0 | 0 | SOLAR_AVAILABLE | FREE solar! (0.22 kWh)
2024-07-25T09:30:00 | 0 |  | 1 | 0 | 0.1825 | 0.0404 | 0 | 5.2 | 0.0125 | 25.2 | within_range | 0 | 0 | SOLAR_AVAILABLE | FREE solar! (0.22 kWh)
2024-07-25T09:45:00 | 0 |  | 1 | 0 | 0.16 | 0.0617 | 0 | 5.84 | 0.0125 | 24.9 | within_range | 0 | 0 | SOLAR_AVAILABLE | FREE solar! (0.22 kWh)
2024-07-25T10:00:00 | 1 | 20 | 0 | 0.315 | 0.225 | 0 | 0 | 6.29 | 0.375 | 22 | within_range | 7.88 | 0.1575 | SOLAR_AVAILABLE | FREE solar! (0.22 kWh)
2024-07-25T10:15:00 | 0 |  | 1 | 0 | 0.1875 | 0.0356 | 0 | 6.63 | 0.0125 | 25.8 | within_range | 0 | 0 | SOLAR_AVAILABLE | FREE solar! (0.22 kWh)
2024-07-25T10:30:00 | 0 |  | 1 | 0 | 0.1825 | 0.0404 | 0 | 7.03 | 0.0125 | 27 | warning | 0 | 0 | SOLAR_AVAILABLE | FREE solar! (0.22 kWh)
2024-07-25T10:45:00 | 0 |  | 1 | 0.0275 | 0.225 | 0 | 0 | 7.03 | 0.0125 | 25.6 | within_range | 0.69 | 0.0138 | SOLAR_AVAILABLE | FREE solar! (0.22 kWh)
2024-07-25T11:00:00 | 0 |  | 1 | 0 | 0.2125 | 0.0119 | 0 | 7.11 | 0.0125 | 25.9 | within_range | 0 | 0 | SOLAR_AVAILABLE | FREE solar! (0.22 kWh)
2024-07-25T11:15:00 | 0 |  | 1 | 0 | 0.145 | 0.076 | 0 | 7.9 | 0.0125 | 25.6 | within_range | 0 | 0 | SOLAR_AVAILABLE | FREE solar! (0.22 kWh)
2024-07-25T11:30:00 | 0 |  | 1 | 0 | 0.1525 | 0.0689 | 0 | 8.61 | 0.0125 | 25.6 | within_range | 0 | 0 | SOLAR_AVAILABLE | FREE solar! (0.22 kWh)
2024-07-25T11:45:00 | 0 |  | 1 | 0 | 0.1925 | 0.0309 | 0 | 8.9 | 0.0125 | 25.6 | within_range | 0 | 0 | SOLAR_AVAILABLE | FREE solar! (0.22 kWh)
2024-07-25T12:00:00 | 0 |  | 1 | 0 | 0.1575 | 0.0641 | 0 | 9.56 | 0.0125 | 25.6 | within_range | 0 | 0 | SOLAR_AVAILABLE | FREE solar! (0.22 kWh)
2024-07-25T12:15:00 | 0 |  | 1 | 0 | 0.1625 | 0.0594 | 0 | 10.16 | 0.0125 | 25.5 | within_range | 0 | 0 | SOLAR_AVAILABLE | FREE solar! (0.22 kWh)
2024-07-25T12:30:00 | 0 |  | 1 | 0 | 0.1825 | 0.0404 | 0 | 10.56 | 0.0125 | 25.7 | within_range | 0 | 0 | SOLAR_AVAILABLE | FREE solar! (0.22 kWh)
2024-07-25T12:45:00 | 0 |  | 1 | 0 | 0.215 | 0.0095 | 0 | 10.63 | 0.0125 | 25.6 | within_range | 0 | 0 | SOLAR_AVAILABLE | FREE solar! (0.22 kWh)
2024-07-25T13:00:00 | 0 |  | 1 | 0 | 0.2075 | 0.0166 | 0 | 10.76 | 0.0125 | 25.6 | within_range | 0 | 0 | SOLAR_AVAILABLE | FREE solar! (0.22 kWh)
2024-07-25T13:15:00 | 0 |  | 1 | 0 | 0.1475 | 0.0736 | 0 | 11.53 | 0.0125 | 25.6 | within_range | 0 | 0 | SOLAR_AVAILABLE | FREE solar! (0.22 kWh)
2024-07-25T13:30:00 | 0 |  | 1 | 0 | 0.155 | 0.0665 | 0 | 12.21 | 0.0125 | 25.7 | within_range | 0 | 0 | SOLAR_AVAILABLE | FREE solar! (0.22 kWh)
2024-07-25T13:45:00 | 0 |  | 1 | 0 | 0.19 | 0.0332 | 0 | 12.53 | 0.0125 | 25.7 | within_range | 0 | 0 | SOLAR_AVAILABLE | FREE solar! (0.22 kWh)
2024-07-25T14:00:00 | 0 |  | 1 | 0.0275 | 0.225 | 0 | 0 | 12.53 | 0.0125 | 25.3 | within_range | 0.69 | 0.0138 | SOLAR_AVAILABLE | FREE solar! (0.22 kWh)
2024-07-25T14:15:00 | 0 |  | 1 | 0 | 0.2175 | 0.0071 | 0 | 12.58 | 0.0125 | 25.4 | within_range | 0 | 0 | SOLAR_AVAILABLE | FREE solar! (0.22 kWh)
2024-07-25T14:30:00 | 0 |  | 1 | 0 | 0.175 | 0.0475 | 0 | 13.06 | 0.0125 | 25.5 | within_range | 0 | 0 | SOLAR_AVAILABLE | FREE solar! (0.22 kWh)
2024-07-25T14:45:00 | 0 |  | 1 | 0 | 0.1775 | 0.0451 | 0 | 13.5 | 0.0125 | 25.4 | within_range | 0 | 0 | SOLAR_AVAILABLE | FREE solar! (0.22 kWh)
2024-07-25T15:00:00 | 0 |  | 1 | 0 | 0.225 | 0 | 0 | 13.5 | 0.0125 | 25.2 | within_range | 0 | 0 | SOLAR_AVAILABLE | FREE solar! (0.22 kWh)
2024-07-25T15:15:00 | 0 |  | 1 | 0 | 0.195 | 0 | 0 | 13.5 | 0.0125 | 25 | within_range | 0 | 0 | SOLAR_AVAILABLE | FREE solar! (0.22 kWh)
2024-07-25T15:30:00 | 0 |  | 1 | 0 | 0.2175 | 0 | 0 | 13.5 | 0.0125 | 25.4 | within_range | 0 | 0 | SOLAR_AVAILABLE | FREE solar! (0.22 kWh)
2024-07-25T15:45:00 | 0 |  | 1 | 0 | 0.225 | 0 | 0 | 13.5 | 0.0125 | 25.1 | within_range | 0 | 0 | SOLAR_AVAILABLE | FREE solar! (0.22 kWh)
2024-07-25T16:00:00 | 0 |  | 1 | 0.01 | 0.225 | 0 | 0 | 13.5 | 0.0125 | 24.9 | within_range | 0.25 | 0.005 | SOLAR_AVAILABLE | FREE solar! (0.22 kWh)
2024-07-25T16:15:00 | 0 |  | 0 | 0 | 0.19 | 0 | 0 | 13.5 | 0 | 25.8 | within_range | 0 | 0 | VACANT | Vacant - off
2024-07-25T16:30:00 | 0 |  | 0 | 0 | 0.1325 | 0 | 0 | 13.5 | 0 | 26.1 | warning | 0 | 0 | VACANT | Vacant - off
2024-07-25T16:45:00 | 0 |  | 1 | 0 | 0.1575 | 0 | 0 | 13.5 | 0.0125 | 24.9 | within_range | 0 | 0 | SOLAR_AVAILABLE | FREE solar! (0.22 kWh)
2024-07-25T17:00:00 | 0 |  | 0 | 0 | 0.1775 | 0 | 0 | 7.76 | 0 | 25.3 | within_range | 0 | 0 | VACANT | Vacant - off
2024-07-25T17:15:00 | 0 |  | 0 | 0 | 0.1275 | 0 | 0 | 2.86 | 0 | 25.4 | within_range | 0 | 0 | VACANT | Vacant - off
2024-07-25T17:30:00 | 0 |  | 0 | 0 | 0.215 | 0 | 0 | 2.7 | 0 | 25.4 | within_range | 0 | 0 | VACANT | Vacant - off
2024-07-25T17:45:00 | 0 |  | 0 | 0 | 0.1525 | 0 | 0 | 2.7 | 0 | 25.6 | within_range | 0 | 0 | VACANT | Vacant - off
2024-07-25T18:00:00 | 0 |  | 0 | 0 | 0.1575 | 0 | 0 | 2.7 | 0 | 25.2 | within_range | 0 | 0 | VACANT | Vacant - off
2024-07-25T18:15:00 | 0 |  | 0 | 0.1775 | 0 | 0 | 0 | 2.7 | 0 | 25 | within_range | 7.99 | 0.0887 | VACANT | Vacant - off
2024-07-25T18:30:00 | 0 |  | 0 | 0.14 | 0 | 0 | 0 | 2.7 | 0 | 24.9 | within_range | 6.3 | 0.07 | VACANT | Vacant - off
2024-07-25T18:45:00 | 0 |  | 0 | 0.1825 | 0 | 0 | 0 | 2.7 | 0 | 24.9 | within_range | 8.21 | 0.0912 | VACANT | Vacant - off
2024-07-25T19:00:00 | 0 |  | 0 | 0.2303 | 0.0022 | 0 | 0 | 2.7 | 0 | 24.9 | within_range | 10.36 | 0.1152 | VACANT | Vacant - off
2024-07-25T19:15:00 | 0 |  | 0 | 0.245 | 0 | 0 | 0 | 2.7 | 0 | 24.9 | within_range | 11.03 | 0.1225 | VACANT | Vacant - off
2024-07-25T19:30:00 | 0 |  | 0 | 0.089 | 0.081 | 0 | 0 | 2.7 | 0 | 25.1 | within_range | 4 | 0.0445 | VACANT | Vacant - off
2024-07-25T19:45:00 | 0 |  | 0 | 0.13 | 0 | 0 | 0 | 2.7 | 0 | 24.9 | within_range | 5.85 | 0.065 | VACANT | Vacant - off
2024-07-25T20:00:00 | 0 |  | 0 | 0.1137 | 0.0338 | 0 | 0 | 2.7 | 0 | 25 | within_range | 5.12 | 0.0568 | VACANT | Vacant - off
2024-07-25T20:15:00 | 0 |  | 0 | 0.1328 | 0.0022 | 0 | 0 | 2.7 | 0 | 25 | within_range | 5.98 | 0.0664 | VACANT | Vacant - off
2024-07-25T20:30:00 | 0 |  | 0 | 0.0872 | 0.0878 | 0 | 0 | 2.7 | 0 | 25.1 | within_range | 3.92 | 0.0436 | VACANT | Vacant - off
2024-07-25T20:45:00 | 0 |  | 0 | 0.2425 | 0 | 0 | 0 | 2.7 | 0 | 25 | within_range | 10.91 | 0.1212 | VACANT | Vacant - off
2024-07-25T21:00:00 | 0 |  | 0 | 0.235 | 0 | 0 | 0 | 2.7 | 0 | 25 | within_range | 10.57 | 0.1175 | VACANT | Vacant - off
2024-07-25T21:15:00 | 0 |  | 0 | 0.1675 | 0 | 0 | 0 | 2.7 | 0 | 25 | within_range | 7.54 | 0.0838 | VACANT | Vacant - off
2024-07-25T21:30:00 | 0 |  | 0 | 0.245 | 0 | 0 | 0 | 2.7 | 0 | 25 | within_range | 11.03 | 0.1225 | VACANT | Vacant - off
2024-07-25T21:45:00 | 0 |  | 0 | 0.1625 | 0 | 0 | 0 | 2.7 | 0 | 25 | within_range | 7.31 | 0.0813 | VACANT | Vacant - off
2024-07-25T22:00:00 | 0 |  | 0 | 0.0795 | 0.0855 | 0 | 0 | 2.7 | 0 | 24 | within_range | 1.19 | 0.0398 | VACANT | Vacant - off
2024-07-25T22:15:00 | 0 |  | 0 | 0.0618 | 0.1057 | 0 | 0 | 2.7 | 0 | 24.2 | within_range | 0.93 | 0.0309 | VACANT | Vacant - off
2024-07-25T22:30:00 | 0 |  | 0 | 0.17 | 0 | 0 | 0 | 2.7 | 0 | 24.3 | within_range | 2.55 | 0.085 | VACANT | Vacant - off
2024-07-25T22:45:00 | 0 |  | 0 | 0.125 | 0 | 0 | 0 | 2.7 | 0 | 25 | within_range | 1.88 | 0.0625 | VACANT | Vacant - off
2024-07-25T23:00:00 | 0 |  | 0 | 0.1005 | 0.027 | 0 | 0 | 2.7 | 0 | 24 | within_range | 1.51 | 0.0503 | VACANT | Vacant - off
2024-07-25T23:15:00 | 0 |  | 0 | 0.2208 | 0.0067 | 0 | 0 | 2.7 | 0 | 24.2 | within_range | 3.31 | 0.1104 | VACANT | Vacant - off
2024-07-25T23:30:00 | 0 |  | 0 | 0.0738 | 0.1687 | 0 | 0 | 2.7 | 0 | 24.3 | within_range | 1.11 | 0.0369 | VACANT | Vacant - off
2024-07-25T23:45:00 | 0 |  | 0 | 0.22 | 0 | 0 | 0 | 2.7 | 0 | 24 | within_range | 3.3 | 0.11 | VACANT | Vacant - off
2024-07-26T00:00:00 | 0 |  | 0 | 0.1117 | 0.1283 | 0 | 0 | 2.7 | 0 | 24 | within_range | 1.68 | 0.0558 | VACANT | Vacant - off
2024-07-26T00:15:00 | 0 |  | 0 | 0.175 | 0 | 0 | 0 | 2.7 | 0 | 24 | within_range | 2.62 | 0.0875 | VACANT | Vacant - off
2024-07-26T00:30:00 | 0 |  | 0 | 0.1895 | 0.0405 | 0 | 0 | 2.7 | 0 | 24 | within_range | 2.84 | 0.0948 | VACANT | Vacant - off
2024-07-26T00:45:00 | 0 |  | 0 | 0.16 | 0 | 0 | 0 | 2.7 | 0 | 24.2 | within_range | 2.4 | 0.08 | VACANT | Vacant - off
2024-07-26T01:00:00 | 0 |  | 0 | 0 | 0.1525 | 0.0625 | 0 | 3.03 | 0 | 24 | within_range | 0 | 0 | VACANT | Vacant - off
2024-07-26T01:15:00 | 0 |  | 0 | 0.0735 | 0.144 | 0 | 0 | 3.03 | 0 | 24 | within_range | 1.1 | 0.0367 | VACANT | Vacant - off
2024-07-26T01:30:00 | 0 |  | 0 | 0.1975 | 0 | 0 | 0 | 3.03 | 0 | 24.7 | within_range | 2.96 | 0.0988 | VACANT | Vacant - off
2024-07-26T01:45:00 | 0 |  | 0 | 0.198 | 0.0495 | 0 | 0 | 3.03 | 0 | 26.5 | within_range | 2.97 | 0.099 | VACANT | Vacant - off
2024-07-26T02:00:00 | 0 |  | 0 | 0.125 | 0.1125 | 0 | 0 | 3.03 | 0 | 24 | within_range | 1.88 | 0.0625 | VACANT | Vacant - off
2024-07-26T02:15:00 | 0 |  | 0 | 0.0682 | 0.1193 | 0 | 0 | 3.03 | 0 | 27.5 | within_range | 1.02 | 0.0341 | VACANT | Vacant - off
2024-07-26T02:30:00 | 0 |  | 0 | 0 | 0.1925 | 0.0309 | 0 | 3.14 | 0 | 24 | within_range | 0 | 0 | VACANT | Vacant - off
2024-07-26T02:45:00 | 0 |  | 0 | 0.0998 | 0.1327 | 0 | 0 | 3.14 | 0 | 24.3 | within_range | 1.5 | 0.0499 | VACANT | Vacant - off
2024-07-26T03:00:00 | 0 |  | 0 | 0.225 | 0 | 0 | 0 | 3.14 | 0 | 27 | within_range | 3.38 | 0.1125 | VACANT | Vacant - off
2024-07-26T03:15:00 | 0 |  | 0 | 0.25 | 0 | 0 | 0 | 3.14 | 0 | 26.1 | within_range | 3.75 | 0.125 | VACANT | Vacant - off
2024-07-26T03:30:00 | 0 |  | 0 | 0.0895 | 0.063 | 0 | 0 | 3.14 | 0 | 24.9 | within_range | 1.34 | 0.0447 | VACANT | Vacant - off
2024-07-26T03:45:00 | 0 |  | 0 | 0.1675 | 0 | 0 | 0 | 3.14 | 0 | 24.2 | within_range | 2.51 | 0.0838 | VACANT | Vacant - off
2024-07-26T04:00:00 | 0 |  | 0 | 0.1675 | 0 | 0 | 0 | 3.14 | 0 | 26 | within_range | 2.51 | 0.0838 | VACANT | Vacant - off
2024-07-26T04:15:00 | 0 |  | 0 | 0.1475 | 0 | 0 | 0 | 3.14 | 0 | 27 | within_range | 2.21 | 0.0737 | VACANT | Vacant - off
2024-07-26T04:30:00 | 0 |  | 0 | 0 | 0.1775 | 0.0387 | 0 | 3.3 | 0 | 28.5 | within_range | 0 | 0 | VACANT | Vacant - off
2024-07-26T04:45:00 | 0 |  | 0 | 0.0948 | 0.1327 | 0 | 0 | 3.3 | 0 | 25.1 | within_range | 1.42 | 0.0474 | VACANT | Vacant - off
2024-07-26T05:00:00 | 0 |  | 0 | 0.1775 | 0 | 0 | 0 | 3.3 | 0 | 26.8 | within_range | 2.66 | 0.0887 | VACANT | Vacant - off
2024-07-26T05:15:00 | 0 |  | 0 | 0.1673 | 0.0202 | 0 | 0 | 3.3 | 0 | 27 | within_range | 2.51 | 0.0837 | VACANT | Vacant - off
2024-07-26T05:30:00 | 0 |  | 0 | 0.1982 | 0.0067 | 0 | 0 | 3.3 | 0 | 26.9 | within_range | 2.97 | 0.0991 | VACANT | Vacant - off
2024-07-26T05:45:00 | 0 |  | 0 | 0.115 | 0.0675 | 0 | 0 | 3.3 | 0 | 27 | within_range | 1.73 | 0.0575 | VACANT | Vacant - off
2024-07-26T06:00:00 | 0 |  | 0 | 0.155 | 0 | 0 | 0 | 3.3 | 0 | 26.9 | within_range | 2.33 | 0.0775 | VACANT | Vacant - off
2024-07-26T06:15:00 | 0 |  | 0 | 0.22 | 0 | 0 | 0 | 3.3 | 0 | 26.9 | within_range | 3.3 | 0.11 | VACANT | Vacant - off
2024-07-26T06:30:00 | 0 |  | 0 | 0.19 | 0 | 0 | 0 | 3.3 | 0 | 27 | within_range | 2.85 | 0.095 | VACANT | Vacant - off
2024-07-26T06:45:00 | 0 |  | 0 | 0.061 | 0.099 | 0 | 0 | 3.3 | 0 | 27 | within_range | 0.92 | 0.0305 | VACANT | Vacant - off
2024-07-26T07:00:00 | 0 |  | 0 | 0 | 0.1475 | 0.0736 | 0 | 3.93 | 0 | 25.5 | within_range | 0 | 0 | VACANT | Vacant - off
2024-07-26T07:15:00 | 0 |  | 0 | 0 | 0.1475 | 0.0736 | 0 | 4.56 | 0 | 25.5 | within_range | 0 | 0 | VACANT | Vacant - off
2024-07-26T07:30:00 | 0 |  | 0 | 0 | 0.1875 | 0.0356 | 0 | 4.78 | 0 | 25.3 | within_range | 0 | 0 | VACANT | Vacant - off
2024-07-26T07:45:00 | 0 |  | 0 | 0.0225 | 0.225 | 0 | 0 | 4.78 | 0 | 25.4 | within_range | 0.56 | 0.0112 | VACANT | Vacant - off
2024-07-26T08:00:00 | 0 |  | 0 | 0 | 0.1925 | 0.0309 | 0 | 4.94 | 0 | 25.7 | within_range | 0 | 0 | VACANT | Vacant - off
2024-07-26T08:15:00 | 0 |  | 0 | 0 | 0.1975 | 0.0261 | 0 | 5.05 | 0 | 25.7 | within_range | 0 | 0 | VACANT | Vacant - off
2024-07-26T08:30:00 | 0 |  | 0 | 0 | 0.165 | 0.057 | 0 | 5.5 | 0 | 25.8 | within_range | 0 | 0 | VACANT | Vacant - off
2024-07-26T08:45:00 | 0 |  | 0 | 0.0175 | 0.225 | 0 | 0 | 5.5 | 0 | 25.6 | within_range | 0.44 | 0.0088 | VACANT | Vacant - off
2024-07-26T09:00:00 | 0 |  | 1 | 0 | 0.1425 | 0.0784 | 0 | 6.31 | 0.0125 | 25.4 | within_range | 0 | 0 | SOLAR_AVAILABLE | FREE solar! (0.22 kWh)
2024-07-26T09:15:00 | 0 |  | 1 | 0 | 0.1725 | 0.0499 | 0 | 6.81 | 0.0125 | 25.2 | within_range | 0 | 0 | SOLAR_AVAILABLE | FREE solar! (0.22 kWh)
2024-07-26T09:30:00 | 0 |  | 1 | 0.0375 | 0.225 | 0 | 0 | 6.81 | 0.0125 | 25.1 | within_range | 0.94 | 0.0187 | SOLAR_AVAILABLE | FREE solar! (0.22 kWh)
2024-07-26T09:45:00 | 0 |  | 1 | 0.035 | 0.225 | 0 | 0 | 6.81 | 0.0125 | 25.2 | within_range | 0.88 | 0.0175 | SOLAR_AVAILABLE | FREE solar! (0.22 kWh)
2024-07-26T10:00:00 | 0 |  | 1 | 0.03 | 0.225 | 0 | 0 | 6.81 | 0.0125 | 25.5 | within_range | 0.75 | 0.015 | SOLAR_AVAILABLE | FREE solar! (0.22 kWh)
2024-07-26T10:15:00 | 0 |  | 1 | 0 | 0.22 | 0.0047 | 0 | 6.85 | 0.0125 | 25.4 | within_range | 0 | 0 | SOLAR_AVAILABLE | FREE solar! (0.22 kWh)
2024-07-26T10:30:00 | 0 |  | 1 | 0 | 0.1525 | 0.0689 | 0 | 7.56 | 0.0125 | 25.6 | within_range | 0 | 0 | SOLAR_AVAILABLE | FREE solar! (0.22 kWh)
2024-07-26T10:45:00 | 0 |  | 1 | 0.0075 | 0.225 | 0 | 0 | 7.57 | 0.0125 | 25.6 | within_range | 0.19 | 0.0037 | SOLAR_AVAILABLE | FREE solar! (0.22 kWh)
2024-07-26T11:00:00 | 0 |  | 1 | 0 | 0.2175 | 0.0071 | 0 | 7.62 | 0.0125 | 25.6 | within_range | 0 | 0 | SOLAR_AVAILABLE | FREE solar! (0.22 kWh)
2024-07-26T11:15:00 | 0 |  | 1 | 0 | 0.1925 | 0.0309 | 0 | 7.91 | 0.0125 | 25.6 | within_range | 0 | 0 | SOLAR_AVAILABLE | FREE solar! (0.22 kWh)
2024-07-26T11:30:00 | 0 |  | 1 | 0 | 0.1425 | 0.0784 | 0 | 8.73 | 0.0125 | 26.7 | warning | 0 | 0 | SOLAR_AVAILABLE | FREE solar! (0.22 kWh)
2024-07-26T11:45:00 | 0 |  | 1 | 0 | 0.1825 | 0.0404 | 0 | 9.13 | 0.0125 | 25.8 | within_range | 0 | 0 | SOLAR_AVAILABLE | FREE solar! (0.22 kWh)
2024-07-26T12:00:00 | 0 |  | 1 | 0 | 0.19 | 0.0332 | 0 | 9.44 | 0.0125 | 26 | within_range | 0 | 0 | SOLAR_AVAILABLE | FREE solar! (0.22 kWh)
2024-07-26T12:15:00 | 0 |  | 1 | 0 | 0.2175 | 0.0071 | 0 | 9.5 | 0.0125 | 26.3 | warning | 0 | 0 | SOLAR_AVAILABLE | FREE solar! (0.22 kWh)
2024-07-26T12:30:00 | 0 |  | 1 | 0.0025 | 0.225 | 0 | 0 | 9.51 | 0.0125 | 25.6 | within_range | 0.06 | 0.0013 | SOLAR_AVAILABLE | FREE solar! (0.22 kWh)
2024-07-26T12:45:00 | 0 |  | 1 | 0.005 | 0.225 | 0 | 0 | 9.52 | 0.0125 | 26 | within_range | 0.12 | 0.0025 | SOLAR_AVAILABLE | FREE solar! (0.22 kWh)
2024-07-26T13:00:00 | 0 |  | 1 | 0.005 | 0.225 | 0 | 0 | 9.52 | 0.0125 | 26.3 | warning | 0.12 | 0.0025 | SOLAR_AVAILABLE | FREE solar! (0.22 kWh)
2024-07-26T13:15:00 | 1 | 20 | 0 | 0.28 | 0.225 | 0 | 0 | 10.34 | 0.375 | 22 | within_range | 7 | 0.14 | SOLAR_AVAILABLE | FREE solar! (0.22 kWh)
2024-07-26T13:30:00 | 0 |  | 1 | 0 | 0.14 | 0.0807 | 0 | 11.18 | 0.0125 | 25.6 | within_range | 0 | 0 | SOLAR_AVAILABLE | FREE solar! (0.22 kWh)
2024-07-26T13:45:00 | 1 | 20 | 0 | 0.34 | 0.225 | 0 | 0 | 11.37 | 0.375 | 22 | within_range | 8.5 | 0.17 | SOLAR_AVAILABLE | FREE solar! (0.22 kWh)
2024-07-26T14:00:00 | 0 |  | 1 | 0 | 0.21 | 0.0142 | 0 | 11.47 | 0.0125 | 25.5 | within_range | 0 | 0 | SOLAR_AVAILABLE | FREE solar! (0.22 kWh)
2024-07-26T14:15:00 | 0 |  | 1 | 0.005 | 0.225 | 0 | 0 | 11.48 | 0.0125 | 25.3 | within_range | 0.12 | 0.0025 | SOLAR_AVAILABLE | FREE solar! (0.22 kWh)
2024-07-26T14:30:00 | 0 |  | 1 | 0 | 0.17 | 0.0522 | 0 | 12.01 | 0.0125 | 25.6 | within_range | 0 | 0 | SOLAR_AVAILABLE | FREE solar! (0.22 kWh)
2024-07-26T14:45:00 | 0 |  | 1 | 0.0325 | 0.225 | 0 | 0 | 12.01 | 0.0125 | 25.5 | within_range | 0.81 | 0.0163 | SOLAR_AVAILABLE | FREE solar! (0.22 kWh)
2024-07-26T15:00:00 | 0 |  | 1 | 0.02 | 0.225 | 0 | 0 | 12.01 | 0.0125 | 25.2 | within_range | 0.5 | 0.01 | SOLAR_AVAILABLE | FREE solar! (0.22 kWh)
2024-07-26T15:15:00 | 0 |  | 1 | 0.02 | 0.225 | 0 | 0 | 12.01 | 0.0125 | 25.3 | within_range | 0.5 | 0.01 | SOLAR_AVAILABLE | FREE solar! (0.22 kWh)
2024-07-26T15:30:00 | 0 |  | 1 | 0 | 0.195 | 0.0285 | 0 | 12.28 | 0.0125 | 25.1 | within_range | 0 | 0 | SOLAR_AVAILABLE | FREE solar! (0.22 kWh)
2024-07-26T15:45:00 | 0 |  | 1 | 0.015 | 0.225 | 0 | 0 | 12.28 | 0.0125 | 26.6 | warning | 0.38 | 0.0075 | SOLAR_AVAILABLE | FREE solar! (0.22 kWh)
2024-07-26T16:00:00 | 0 |  | 0 | 0 | 0.22 | 0.0047 | 0 | 12.28 | 0 | 26.1 | warning | 0 | 0 | VACANT | Vacant - off
2024-07-26T16:15:00 | 0 |  | 1 | 0 | 0.18 | 0.0427 | 0 | 12.7 | 0.0125 | 25 | within_range | 0 | 0 | SOLAR_AVAILABLE | FREE solar! (0.22 kWh)
2024-07-26T16:30:00 | 0 |  | 1 | 0 | 0.2075 | 0.0166 | 0 | 12.84 | 0.0125 | 24.9 | within_range | 0 | 0 | SOLAR_AVAILABLE | FREE solar! (0.22 kWh)
2024-07-26T16:45:00 | 0 |  | 0 | 0.0025 | 0.225 | 0 | 0 | 12.84 | 0 | 25.8 | within_range | 0.06 | 0.0013 | VACANT | Vacant - off
2024-07-26T17:00:00 | 0 |  | 0 | 0 | 0.125 | 0 | 0 | 7.98 | 0 | 25.4 | within_range | 0 | 0 | VACANT | Vacant - off
2024-07-26T17:15:00 | 0 |  | 0 | 0 | 0.1775 | 0 | 0 | 2.68 | 0 | 25.5 | within_range | 0 | 0 | VACANT | Vacant - off
2024-07-26T17:30:00 | 0 |  | 0 | 0.01 | 0.225 | 0 | 0 | 2.68 | 0 | 25.6 | within_range | 0.45 | 0.005 | VACANT | Vacant - off
2024-07-26T17:45:00 | 0 |  | 0 | 0.0175 | 0.225 | 0 | 0 | 2.68 | 0 | 25.6 | within_range | 0.79 | 0.0088 | VACANT | Vacant - off
2024-07-26T18:00:00 | 0 |  | 0 | 0.1002 | 0.0473 | 0 | 0 | 2.68 | 0 | 25 | within_range | 4.51 | 0.0501 | VACANT | Vacant - off
2024-07-26T18:15:00 | 0 |  | 0 | 0.0238 | 0.1687 | 0 | 0 | 2.68 | 0 | 25.1 | within_range | 1.07 | 0.0119 | VACANT | Vacant - off
2024-07-26T18:30:00 | 0 |  | 0 | 0.0625 | 0.135 | 0 | 0 | 2.68 | 0 | 25.1 | within_range | 2.81 | 0.0312 | VACANT | Vacant - off
2024-07-26T18:45:00 | 0 |  | 0 | 0.2275 | 0 | 0 | 0 | 2.68 | 0 | 25 | within_range | 10.24 | 0.1138 | VACANT | Vacant - off
2024-07-26T19:00:00 | 0 |  | 0 | 0.19 | 0 | 0 | 0 | 2.68 | 0 | 25 | within_range | 8.55 | 0.095 | VACANT | Vacant - off
2024-07-26T19:15:00 | 0 |  | 0 | 0.1787 | 0.0562 | 0 | 0 | 2.68 | 0 | 25 | within_range | 8.04 | 0.0893 | VACANT | Vacant - off
2024-07-26T19:30:00 | 0 |  | 0 | 0.1712 | 0.0112 | 0 | 0 | 2.68 | 0 | 25 | within_range | 7.7 | 0.0856 | VACANT | Vacant - off
2024-07-26T19:45:00 | 0 |  | 0 | 0.19 | 0 | 0 | 0 | 2.68 | 0 | 24.9 | within_range | 8.55 | 0.095 | VACANT | Vacant - off
2024-07-26T20:00:00 | 0 |  | 0 | 0.1525 | 0 | 0 | 0 | 2.68 | 0 | 25 | within_range | 6.86 | 0.0762 | VACANT | Vacant - off
2024-07-26T20:15:00 | 0 |  | 0 | 0.0785 | 0.054 | 0 | 0 | 2.68 | 0 | 25.1 | within_range | 3.53 | 0.0393 | VACANT | Vacant - off
2024-07-26T20:30:00 | 0 |  | 0 | 0.2375 | 0 | 0 | 0 | 2.68 | 0 | 24 | within_range | 10.69 | 0.1187 | VACANT | Vacant - off
2024-07-26T20:45:00 | 0 |  | 0 | 0.135 | 0 | 0 | 0 | 2.68 | 0 | 25 | within_range | 6.08 | 0.0675 | VACANT | Vacant - off
2024-07-26T21:00:00 | 0 |  | 0 | 0.225 | 0 | 0 | 0 | 2.68 | 0 | 24.8 | within_range | 10.12 | 0.1125 | VACANT | Vacant - off
2024-07-26T21:15:00 | 0 |  | 0 | 0.1852 | 0.0247 | 0 | 0 | 2.68 | 0 | 25 | within_range | 8.33 | 0.0926 | VACANT | Vacant - off
2024-07-26T21:30:00 | 0 |  | 0 | 0.15 | 0 | 0 | 0 | 2.68 | 0 | 25 | within_range | 6.75 | 0.075 | VACANT | Vacant - off
2024-07-26T21:45:00 | 0 |  | 0 | 0.0605 | 0.1845 | 0 | 0 | 2.68 | 0 | 25.2 | within_range | 2.72 | 0.0302 | VACANT | Vacant - off
2024-07-26T22:00:00 | 0 |  | 0 | 0.145 | 0 | 0 | 0 | 2.68 | 0 | 25 | within_range | 2.17 | 0.0725 | VACANT | Vacant - off
2024-07-26T22:15:00 | 0 |  | 0 | 0.1575 | 0 | 0 | 0 | 2.68 | 0 | 25 | within_range | 2.36 | 0.0788 | VACANT | Vacant - off
2024-07-26T22:30:00 | 0 |  | 0 | 0.187 | 0.0405 | 0 | 0 | 2.68 | 0 | 24.1 | within_range | 2.81 | 0.0935 | VACANT | Vacant - off
2024-07-26T22:45:00 | 0 |  | 0 | 0.205 | 0 | 0 | 0 | 2.68 | 0 | 24.2 | within_range | 3.07 | 0.1025 | VACANT | Vacant - off
2024-07-26T23:00:00 | 0 |  | 0 | 0.175 | 0 | 0 | 0 | 2.68 | 0 | 24 | within_range | 2.62 | 0.0875 | VACANT | Vacant - off
2024-07-26T23:15:00 | 0 |  | 0 | 0.101 | 0.099 | 0 | 0 | 2.68 | 0 | 24 | within_range | 1.52 | 0.0505 | VACANT | Vacant - off
2024-07-26T23:30:00 | 0 |  | 0 | 0.235 | 0 | 0 | 0 | 2.68 | 0 | 24 | within_range | 3.52 | 0.1175 | VACANT | Vacant - off
2024-07-26T23:45:00 | 0 |  | 0 | 0.0463 | 0.1237 | 0 | 0 | 2.68 | 0 | 24 | within_range | 0.69 | 0.0232 | VACANT | Vacant - off
2024-07-27T00:00:00 | 0 |  | 0 | 0.2475 | 0 | 0 | 0 | 2.68 | 0 | 24.3 | within_range | 3.71 | 0.1237 | VACANT | Vacant - off
2024-07-27T00:15:00 | 0 |  | 0 | 0.204 | 0.0135 | 0 | 0 | 2.68 | 0 | 24 | within_range | 3.06 | 0.102 | VACANT | Vacant - off
2024-07-27T00:30:00 | 0 |  | 0 | 0.125 | 0 | 0 | 0 | 2.68 | 0 | 25.9 | within_range | 1.88 | 0.0625 | VACANT | Vacant - off
2024-07-27T00:45:00 | 0 |  | 0 | 0.215 | 0 | 0 | 0 | 2.68 | 0 | 26.4 | within_range | 3.23 | 0.1075 | VACANT | Vacant - off
2024-07-27T01:00:00 | 0 |  | 0 | 0.218 | 0.027 | 0 | 0 | 2.68 | 0 | 24.7 | within_range | 3.27 | 0.109 | VACANT | Vacant - off
2024-07-27T01:15:00 | 0 |  | 0 | 0.1007 | 0.1193 | 0 | 0 | 2.68 | 0 | 25.4 | within_range | 1.51 | 0.0503 | VACANT | Vacant - off
2024-07-27T01:30:00 | 0 |  | 0 | 0.0645 | 0.108 | 0 | 0 | 2.68 | 0 | 25.2 | within_range | 0.97 | 0.0323 | VACANT | Vacant - off
2024-07-27T01:45:00 | 0 |  | 0 | 0.0588 | 0.1012 | 0 | 0 | 2.68 | 0 | 24 | within_range | 0.88 | 0.0294 | VACANT | Vacant - off
2024-07-27T02:00:00 | 0 |  | 0 | 0.2055 | 0.0045 | 0 | 0 | 2.68 | 0 | 24 | within_range | 3.08 | 0.1027 | VACANT | Vacant - off
2024-07-27T02:15:00 | 0 |  | 0 | 0.1268 | 0.0607 | 0 | 0 | 2.68 | 0 | 24 | within_range | 1.9 | 0.0634 | VACANT | Vacant - off
2024-07-27T02:30:00 | 0 |  | 0 | 0.22 | 0 | 0 | 0 | 2.68 | 0 | 24 | within_range | 3.3 | 0.11 | VACANT | Vacant - off
2024-07-27T02:45:00 | 0 |  | 0 | 0.069 | 0.126 | 0 | 0 | 2.68 | 0 | 26.8 | within_range | 1.04 | 0.0345 | VACANT | Vacant - off
2024-07-27T03:00:00 | 0 |  | 0 | 0.1975 | 0 | 0 | 0 | 2.68 | 0 | 27 | within_range | 2.96 | 0.0988 | VACANT | Vacant - off
2024-07-27T03:15:00 | 0 |  | 0 | 0.2425 | 0 | 0 | 0 | 2.68 | 0 | 24 | within_range | 3.64 | 0.1212 | VACANT | Vacant - off
2024-07-27T03:30:00 | 0 |  | 0 | 0.17 | 0 | 0 | 0 | 2.68 | 0 | 25.4 | within_range | 2.55 | 0.085 | VACANT | Vacant - off
2024-07-27T03:45:00 | 0 |  | 0 | 0.1825 | 0 | 0 | 0 | 2.68 | 0 | 24 | within_range | 2.74 | 0.0912 | VACANT | Vacant - off
2024-07-27T04:00:00 | 0 |  | 0 | 0.1425 | 0.0675 | 0 | 0 | 2.68 | 0 | 27.1 | within_range | 2.14 | 0.0712 | VACANT | Vacant - off
2024-07-27T04:15:00 | 0 |  | 0 | 0.1047 | 0.0427 | 0 | 0 | 2.68 | 0 | 27 | within_range | 1.57 | 0.0524 | VACANT | Vacant - off
2024-07-27T04:30:00 | 0 |  | 0 | 0.1633 | 0.0742 | 0 | 0 | 2.68 | 0 | 27.2 | within_range | 2.45 | 0.0817 | VACANT | Vacant - off
2024-07-27T04:45:00 | 0 |  | 0 | 0.0318 | 0.1057 | 0 | 0 | 2.68 | 0 | 24 | within_range | 0.48 | 0.0159 | VACANT | Vacant - off
2024-07-27T05:00:00 | 0 |  | 0 | 0 | 0.155 | 0.0066 | 0 | 2.69 | 0 | 27.6 | within_range | 0 | 0 | VACANT | Vacant - off
2024-07-27T05:15:00 | 0 |  | 0 | 0.0397 | 0.0878 | 0 | 0 | 2.69 | 0 | 27.3 | within_range | 0.6 | 0.0198 | VACANT | Vacant - off
2024-07-27T05:30:00 | 0 |  | 0 | 0.245 | 0 | 0 | 0 | 2.69 | 0 | 27 | within_range | 3.67 | 0.1225 | VACANT | Vacant - off
2024-07-27T05:45:00 | 0 |  | 0 | 0.175 | 0 | 0 | 0 | 2.69 | 0 | 27 | within_range | 2.62 | 0.0875 | VACANT | Vacant - off
2024-07-27T06:00:00 | 0 |  | 0 | 0.1467 | 0.0382 | 0 | 0 | 2.69 | 0 | 27 | within_range | 2.2 | 0.0733 | VACANT | Vacant - off
2024-07-27T06:15:00 | 0 |  | 0 | 0.1775 | 0 | 0 | 0 | 2.69 | 0 | 27 | within_range | 2.66 | 0.0887 | VACANT | Vacant - off
2024-07-27T06:30:00 | 0 |  | 0 | 0.082 | 0.063 | 0 | 0 | 2.69 | 0 | 27 | within_range | 1.23 | 0.041 | VACANT | Vacant - off
2024-07-27T06:45:00 | 0 |  | 0 | 0.22 | 0 | 0 | 0 | 2.69 | 0 | 27 | within_range | 3.3 | 0.11 | VACANT | Vacant - off
2024-07-27T07:00:00 | 0 |  | 0 | 0 | 0.175 | 0.0475 | 0 | 3.04 | 0 | 25.5 | within_range | 0 | 0 | VACANT | Vacant - off
2024-07-27T07:15:00 | 0 |  | 0 | 0 | 0.1675 | 0.0546 | 0 | 3.46 | 0 | 25.3 | within_range | 0 | 0 | VACANT | Vacant - off
2024-07-27T07:30:00 | 0 |  | 0 | 0 | 0.21 | 0.0142 | 0 | 3.48 | 0 | 25.6 | within_range | 0 | 0 | VACANT | Vacant - off
2024-07-27T07:45:00 | 0 |  | 0 | 0.0175 | 0.225 | 0 | 0 | 3.48 | 0 | 25.4 | within_range | 0.44 | 0.0088 | VACANT | Vacant - off
2024-07-27T08:00:00 | 0 |  | 1 | 0.0075 | 0.225 | 0 | 0 | 3.49 | 0.0125 | 24.9 | within_range | 0.19 | 0.0037 | SOLAR_AVAILABLE | FREE solar! (0.22 kWh)
2024-07-27T08:15:00 | 0 |  | 1 | 0.0025 | 0.225 | 0 | 0 | 3.5 | 0.0125 | 25.1 | within_range | 0.06 | 0.0013 | SOLAR_AVAILABLE | FREE solar! (0.22 kWh)
2024-07-27T08:30:00 | 0 |  | 1 | 0.01 | 0.225 | 0 | 0 | 3.5 | 0.0125 | 24.9 | within_range | 0.25 | 0.005 | SOLAR_AVAILABLE | FREE solar! (0.22 kWh)
2024-07-27T08:45:00 | 0 |  | 1 | 0.03 | 0.225 | 0 | 0 | 3.5 | 0.0125 | 25 | within_range | 0.75 | 0.015 | SOLAR_AVAILABLE | FREE solar! (0.22 kWh)
2024-07-27T09:00:00 | 0 |  | 1 | 0 | 0.165 | 0.057 | 0 | 4.08 | 0.0125 | 25.3 | within_range | 0 | 0 | SOLAR_AVAILABLE | FREE solar! (0.22 kWh)
2024-07-27T09:15:00 | 0 |  | 1 | 0 | 0.14 | 0.0807 | 0 | 4.92 | 0.0125 | 25.3 | within_range | 0 | 0 | SOLAR_AVAILABLE | FREE solar! (0.22 kWh)
2024-07-27T09:30:00 | 0 |  | 1 | 0 | 0.14 | 0.0807 | 0 | 5.76 | 0.0125 | 25.1 | within_range | 0 | 0 | SOLAR_AVAILABLE | FREE solar! (0.22 kWh)
2024-07-27T09:45:00 | 0 |  | 1 | 0 | 0.1825 | 0.0404 | 0 | 6.16 | 0.0125 | 25.3 | within_range | 0 | 0 | SOLAR_AVAILABLE | FREE solar! (0.22 kWh)
2024-07-27T10:00:00 | 0 |  | 1 | 0 | 0.15 | 0.0712 | 0 | 6.9 | 0.0125 | 27.1 | warning | 0 | 0 | SOLAR_AVAILABLE | FREE solar! (0.22 kWh)
2024-07-27T10:15:00 | 0 |  | 1 | 0.01 | 0.225 | 0 | 0 | 6.9 | 0.0125 | 25.6 | within_range | 0.25 | 0.005 | SOLAR_AVAILABLE | FREE solar! (0.22 kWh)
2024-07-27T10:30:00 | 0 |  | 1 | 0 | 0.19 | 0.0332 | 0 | 7.22 | 0.0125 | 26.3 | warning | 0 | 0 | SOLAR_AVAILABLE | FREE solar! (0.22 kWh)
2024-07-27T10:45:00 | 0 |  | 1 | 0 | 0.1475 | 0.0736 | 0 | 7.98 | 0.0125 | 25.4 | within_range | 0 | 0 | SOLAR_AVAILABLE | FREE solar! (0.22 kWh)
2024-07-27T11:00:00 | 0 |  | 1 | 0 | 0.2175 | 0.0071 | 0 | 8.03 | 0.0125 | 25.7 | within_range | 0 | 0 | SOLAR_AVAILABLE | FREE solar! (0.22 kWh)
2024-07-27T11:15:00 | 0 |  | 1 | 0 | 0.1575 | 0.0641 | 0 | 8.69 | 0.0125 | 25.7 | within_range | 0 | 0 | SOLAR_AVAILABLE | FREE solar! (0.22 kWh)
2024-07-27T11:30:00 | 0 |  | 1 | 0.01 | 0.225 | 0 | 0 | 8.69 | 0.0125 | 25.8 | within_range | 0.25 | 0.005 | SOLAR_AVAILABLE | FREE solar! (0.22 kWh)
2024-07-27T11:45:00 | 0 |  | 1 | 0 | 0.1575 | 0.0641 | 0 | 9.35 | 0.0125 | 26.6 | warning | 0 | 0 | SOLAR_AVAILABLE | FREE solar! (0.22 kWh)
2024-07-27T12:00:00 | 0 |  | 1 | 0.035 | 0.225 | 0 | 0 | 9.35 | 0.0125 | 25.4 | within_range | 0.88 | 0.0175 | SOLAR_AVAILABLE | FREE solar! (0.22 kWh)
2024-07-27T12:15:00 | 0 |  | 1 | 0.01 | 0.225 | 0 | 0 | 9.35 | 0.0125 | 25.6 | within_range | 0.25 | 0.005 | SOLAR_AVAILABLE | FREE solar! (0.22 kWh)
2024-07-27T12:30:00 | 0 |  | 1 | 0 | 0.1925 | 0.0309 | 0 | 9.65 | 0.0125 | 25.8 | within_range | 0 | 0 | SOLAR_AVAILABLE | FREE solar! (0.22 kWh)
2024-07-27T12:45:00 | 0 |  | 1 | 0.02 | 0.225 | 0 | 0 | 9.65 | 0.0125 | 27.6 | warning | 0.5 | 0.01 | SOLAR_AVAILABLE | FREE solar! (0.22 kWh)
2024-07-27T13:00:00 | 0 |  | 1 | 0 | 0.2 | 0.0237 | 0 | 9.86 | 0.0125 | 25.8 | within_range | 0 | 0 | SOLAR_AVAILABLE | FREE solar! (0.22 kWh)
2024-07-27T13:15:00 | 0 |  | 1 | 0 | 0.15 | 0.0712 | 0 | 10.6 | 0.0125 | 25.6 | within_range | 0 | 0 | SOLAR_AVAILABLE | FREE solar! (0.22 kWh)
2024-07-27T13:30:00 | 0 |  | 1 | 0.015 | 0.225 | 0 | 0 | 10.6 | 0.0125 | 25.8 | within_range | 0.38 | 0.0075 | SOLAR_AVAILABLE | FREE solar! (0.22 kWh)
2024-07-27T13:45:00 | 0 |  | 1 | 0 | 0.195 | 0.0285 | 0 | 10.86 | 0.0125 | 25.7 | within_range | 0 | 0 | SOLAR_AVAILABLE | FREE solar! (0.22 kWh)
2024-07-27T14:00:00 | 0 |  | 1 | 0 | 0.215 | 0.0095 | 0 | 10.93 | 0.0125 | 25.6 | within_range | 0 | 0 | SOLAR_AVAILABLE | FREE solar! (0.22 kWh)
2024-07-27T14:15:00 | 0 |  | 1 | 0 | 0.2125 | 0.0119 | 0 | 11.01 | 0.0125 | 25.5 | within_range | 0 | 0 | SOLAR_AVAILABLE | FREE solar! (0.22 kWh)
2024-07-27T14:30:00 | 0 |  | 1 | 0 | 0.1525 | 0.0689 | 0 | 11.72 | 0.0125 | 25.6 | within_range | 0 | 0 | SOLAR_AVAILABLE | FREE solar! (0.22 kWh)
2024-07-27T14:45:00 | 0 |  | 1 | 0 | 0.205 | 0.019 | 0 | 11.89 | 0.0125 | 27.4 | warning | 0 | 0 | SOLAR_AVAILABLE | FREE solar! (0.22 kWh)
2024-07-27T15:00:00 | 0 |  | 1 | 0 | 0.1475 | 0.0736 | 0 | 12.65 | 0.0125 | 25.1 | within_range | 0 | 0 | SOLAR_AVAILABLE | FREE solar! (0.22 kWh)
2024-07-27T15:15:00 | 0 |  | 1 | 0 | 0.21 | 0.0142 | 0 | 12.76 | 0.0125 | 25.2 | within_range | 0 | 0 | SOLAR_AVAILABLE | FREE solar! (0.22 kWh)
2024-07-27T15:30:00 | 0 |  | 1 | 0.0075 | 0.225 | 0 | 0 | 12.76 | 0.0125 | 25 | within_range | 0.19 | 0.0037 | SOLAR_AVAILABLE | FREE solar! (0.22 kWh)
2024-07-27T15:45:00 | 0 |  | 1 | 0 | 0.1525 | 0.0689 | 0 | 13.47 | 0.0125 | 25.2 | within_range | 0 | 0 | SOLAR_AVAILABLE | FREE solar! (0.22 kWh)
2024-07-27T16:00:00 | 0 |  | 0 | 0 | 0.1275 | 0 | 0 | 13.5 | 0 | 26 | within_range | 0 | 0 | VACANT | Vacant - off
2024-07-27T16:15:00 | 0 |  | 0 | 0.0075 | 0.225 | 0 | 0 | 13.5 | 0 | 25.9 | within_range | 0.19 | 0.0037 | VACANT | Vacant - off
2024-07-27T16:30:00 | 0 |  | 1 | 0.02 | 0.225 | 0 | 0 | 13.5 | 0.0125 | 25 | within_range | 0.5 | 0.01 | SOLAR_AVAILABLE | FREE solar! (0.22 kWh)
2024-07-27T16:45:00 | 0 |  | 1 | 0 | 0.215 | 0 | 0 | 13.5 | 0.0125 | 25 | within_range | 0 | 0 | SOLAR_AVAILABLE | FREE solar! (0.22 kWh)
2024-07-27T17:00:00 | 0 |  | 0 | 0 | 0.22 | 0 | 0 | 6.9 | 0 | 25.3 | within_range | 0 | 0 | VACANT | Vacant - off
2024-07-27T17:15:00 | 0 |  | 0 | 0 | 0.13 | 0 | 0 | 2.69 | 0 | 25.6 | within_range | 0 | 0 | VACANT | Vacant - off
2024-07-27T17:30:00 | 0 |  | 0 | 0 | 0.1575 | 0 | 0 | 2.69 | 0 | 25.3 | within_range | 0 | 0 | VACANT | Vacant - off
2024-07-27T17:45:00 | 0 |  | 0 | 0.02 | 0.225 | 0 | 0 | 2.69 | 0 | 25.4 | within_range | 0.9 | 0.01 | VACANT | Vacant - off
2024-07-27T18:00:00 | 0 |  | 0 | 0.0235 | 0.2115 | 0 | 0 | 2.69 | 0 | 25.1 | within_range | 1.06 | 0.0118 | VACANT | Vacant - off
2024-07-27T18:15:00 | 0 |  | 0 | 0.088 | 0.072 | 0 | 0 | 2.69 | 0 | 25 | within_range | 3.96 | 0.044 | VACANT | Vacant - off
2024-07-27T18:30:00 | 0 |  | 0 | 0.0505 | 0.1395 | 0 | 0 | 2.69 | 0 | 25.1 | within_range | 2.27 | 0.0253 | VACANT | Vacant - off
2024-07-27T18:45:00 | 0 |  | 0 | 0.2 | 0 | 0 | 0 | 2.69 | 0 | 25 | within_range | 9 | 0.1 | VACANT | Vacant - off
2024-07-27T19:00:00 | 0 |  | 0 | 0.1537 | 0.0338 | 0 | 0 | 2.69 | 0 | 25 | within_range | 6.92 | 0.0769 | VACANT | Vacant - off
2024-07-27T19:15:00 | 0 |  | 0 | 0.1725 | 0 | 0 | 0 | 2.69 | 0 | 24.9 | within_range | 7.76 | 0.0862 | VACANT | Vacant - off
2024-07-27T19:30:00 | 0 |  | 0 | 0.1325 | 0 | 0 | 0 | 2.69 | 0 | 25 | within_range | 5.96 | 0.0663 | VACANT | Vacant - off
2024-07-27T19:45:00 | 0 |  | 0 | 0.205 | 0 | 0 | 0 | 2.69 | 0 | 24.9 | within_range | 9.22 | 0.1025 | VACANT | Vacant - off
2024-07-27T20:00:00 | 0 |  | 0 | 0.2125 | 0 | 0 | 0 | 2.69 | 0 | 25 | within_range | 9.56 | 0.1062 | VACANT | Vacant - off
2024-07-27T20:15:00 | 0 |  | 0 | 0.232 | 0.018 | 0 | 0 | 2.69 | 0 | 25 | within_range | 10.44 | 0.116 | VACANT | Vacant - off
2024-07-27T20:30:00 | 0 |  | 0 | 0.215 | 0 | 0 | 0 | 2.69 | 0 | 25 | within_range | 9.68 | 0.1075 | VACANT | Vacant - off
2024-07-27T20:45:00 | 0 |  | 0 | 0.1583 | 0.0067 | 0 | 0 | 2.69 | 0 | 24.3 | within_range | 7.12 | 0.0791 | VACANT | Vacant - off
2024-07-27T21:00:00 | 0 |  | 0 | 0.1373 | 0.0653 | 0 | 0 | 2.69 | 0 | 24 | within_range | 6.18 | 0.0687 | VACANT | Vacant - off
2024-07-27T21:15:00 | 0 |  | 0 | 0.1972 | 0.0427 | 0 | 0 | 2.69 | 0 | 25 | within_range | 8.87 | 0.0986 | VACANT | Vacant - off
2024-07-27T21:30:00 | 0 |  | 0 | 0.19 | 0 | 0 | 0 | 2.69 | 0 | 24 | within_range | 8.55 | 0.095 | VACANT | Vacant - off
2024-07-27T21:45:00 | 0 |  | 0 | 0.23 | 0 | 0 | 0 | 2.69 | 0 | 25 | within_range | 10.35 | 0.115 | VACANT | Vacant - off
2024-07-27T22:00:00 | 0 |  | 0 | 0.1527 | 0.0473 | 0 | 0 | 2.69 | 0 | 24.7 | within_range | 2.29 | 0.0764 | VACANT | Vacant - off
2024-07-27T22:15:00 | 0 |  | 0 | 0.16 | 0 | 0 | 0 | 2.69 | 0 | 24.1 | within_range | 2.4 | 0.08 | VACANT | Vacant - off
2024-07-27T22:30:00 | 0 |  | 0 | 0.2225 | 0 | 0 | 0 | 2.69 | 0 | 24.3 | within_range | 3.34 | 0.1113 | VACANT | Vacant - off
2024-07-27T22:45:00 | 0 |  | 0 | 0.135 | 0 | 0 | 0 | 2.69 | 0 | 24 | within_range | 2.03 | 0.0675 | VACANT | Vacant - off
2024-07-27T23:00:00 | 0 |  | 0 | 0.15 | 0 | 0 | 0 | 2.69 | 0 | 24 | within_range | 2.25 | 0.075 | VACANT | Vacant - off
2024-07-27T23:15:00 | 0 |  | 0 | 0.2275 | 0 | 0 | 0 | 2.69 | 0 | 24 | within_range | 3.41 | 0.1138 | VACANT | Vacant - off
2024-07-27T23:30:00 | 0 |  | 0 | 0.1532 | 0.0517 | 0 | 0 | 2.69 | 0 | 24 | within_range | 2.3 | 0.0766 | VACANT | Vacant - off
2024-07-27T23:45:00 | 0 |  | 0 | 0 | 0.1775 | 0.0451 | 0 | 2.9 | 0 | 26.4 | within_range | 0 | 0 | VACANT | Vacant - off
2024-07-28T00:00:00 | 0 |  | 0 | 0.1375 | 0 | 0 | 0 | 2.9 | 0 | 24.9 | within_range | 2.06 | 0.0688 | VACANT | Vacant - off
2024-07-28T00:15:00 | 0 |  | 0 | 0.21 | 0 | 0 | 0 | 2.9 | 0 | 24.2 | within_range | 3.15 | 0.105 | VACANT | Vacant - off
2024-07-28T00:30:00 | 0 |  | 0 | 0.099 | 0.036 | 0 | 0 | 2.9 | 0 | 24 | within_range | 1.49 | 0.0495 | VACANT | Vacant - off
2024-07-28T00:45:00 | 0 |  | 0 | 0.0632 | 0.1193 | 0 | 0 | 2.9 | 0 | 24 | within_range | 0.95 | 0.0316 | VACANT | Vacant - off
2024-07-28T01:00:00 | 0 |  | 0 | 0.1065 | 0.0585 | 0 | 0 | 2.9 | 0 | 24.8 | within_range | 1.6 | 0.0532 | VACANT | Vacant - off
2024-07-28T01:15:00 | 0 |  | 0 | 0.087 | 0.1305 | 0 | 0 | 2.9 | 0 | 24 | within_range | 1.3 | 0.0435 | VACANT | Vacant - off
2024-07-28T01:30:00 | 0 |  | 0 | 0.23 | 0 | 0 | 0 | 2.9 | 0 | 24 | within_range | 3.45 | 0.115 | VACANT | Vacant - off
2024-07-28T01:45:00 | 0 |  | 0 | 0.13 | 0 | 0 | 0 | 2.9 | 0 | 24.2 | within_range | 1.95 | 0.065 | VACANT | Vacant - off
2024-07-28T02:00:00 | 0 |  | 0 | 0.076 | 0.1665 | 0 | 0 | 2.9 | 0 | 24.4 | within_range | 1.14 | 0.038 | VACANT | Vacant - off
2024-07-28T02:15:00 | 0 |  | 0 | 0 | 0.13 | 0.0432 | 0 | 3.09 | 0 | 24 | within_range | 0 | 0 | VACANT | Vacant - off
2024-07-28T02:30:00 | 0 |  | 0 | 0.117 | 0.0855 | 0 | 0 | 3.09 | 0 | 27.2 | within_range | 1.76 | 0.0585 | VACANT | Vacant - off
2024-07-28T02:45:00 | 0 |  | 0 | 0.1625 | 0 | 0 | 0 | 3.09 | 0 | 24 | within_range | 2.44 | 0.0813 | VACANT | Vacant - off
2024-07-28T03:00:00 | 0 |  | 0 | 0.0248 | 0.1327 | 0 | 0 | 3.09 | 0 | 25.7 | within_range | 0.37 | 0.0124 | VACANT | Vacant - off
2024-07-28T03:15:00 | 0 |  | 0 | 0.2475 | 0 | 0 | 0 | 3.09 | 0 | 24.5 | within_range | 3.71 | 0.1237 | VACANT | Vacant - off
2024-07-28T03:30:00 | 0 |  | 0 | 0.21 | 0 | 0 | 0 | 3.09 | 0 | 24.3 | within_range | 3.15 | 0.105 | VACANT | Vacant - off
2024-07-28T03:45:00 | 0 |  | 0 | 0.2017 | 0.0158 | 0 | 0 | 3.09 | 0 | 25.2 | within_range | 3.03 | 0.1008 | VACANT | Vacant - off
2024-07-28T04:00:00 | 0 |  | 0 | 0.234 | 0.0135 | 0 | 0 | 3.09 | 0 | 26.9 | within_range | 3.51 | 0.117 | VACANT | Vacant - off
2024-07-28T04:15:00 | 0 |  | 0 | 0.1427 | 0.0697 | 0 | 0 | 3.09 | 0 | 27.1 | within_range | 2.14 | 0.0713 | VACANT | Vacant - off
2024-07-28T04:30:00 | 0 |  | 0 | 0.2425 | 0 | 0 | 0 | 3.09 | 0 | 27 | within_range | 3.64 | 0.1212 | VACANT | Vacant - off
2024-07-28T04:45:00 | 0 |  | 0 | 0.18 | 0 | 0 | 0 | 3.09 | 0 | 27 | within_range | 2.7 | 0.09 | VACANT | Vacant - off
2024-07-28T05:00:00 | 0 |  | 0 | 0.205 | 0 | 0 | 0 | 3.09 | 0 | 24 | within_range | 3.07 | 0.1025 | VACANT | Vacant - off
2024-07-28T05:15:00 | 0 |  | 0 | 0 | 0.13 | 0.0069 | 0 | 3.1 | 0 | 27.4 | within_range | 0 | 0 | VACANT | Vacant - off
2024-07-28T05:30:00 | 0 |  | 0 | 0.165 | 0 | 0 | 0 | 3.1 | 0 | 27 | within_range | 2.48 | 0.0825 | VACANT | Vacant - off
2024-07-28T05:45:00 | 0 |  | 0 | 0.09 | 0.0675 | 0 | 0 | 3.1 | 0 | 27.1 | within_range | 1.35 | 0.045 | VACANT | Vacant - off
2024-07-28T06:00:00 | 0 |  | 0 | 0.2275 | 0 | 0 | 0 | 3.1 | 0 | 26.9 | within_range | 3.41 | 0.1138 | VACANT | Vacant - off
2024-07-28T06:15:00 | 0 |  | 0 | 0.2387 | 0.0112 | 0 | 0 | 3.1 | 0 | 27 | within_range | 3.58 | 0.1193 | VACANT | Vacant - off
2024-07-28T06:30:00 | 0 |  | 0 | 0.2075 | 0 | 0 | 0 | 3.1 | 0 | 26.9 | within_range | 3.11 | 0.1037 | VACANT | Vacant - off
2024-07-28T06:45:00 | 0 |  | 0 | 0.216 | 0.009 | 0 | 0 | 3.1 | 0 | 26.9 | within_range | 3.24 | 0.108 | VACANT | Vacant - off
2024-07-28T07:00:00 | 0 |  | 0 | 0 | 0.225 | 0 | 0 | 3.1 | 0 | 25.5 | within_range | 0 | 0 | VACANT | Vacant - off
2024-07-28T07:15:00 | 0 |  | 0 | 0 | 0.1775 | 0.0451 | 0 | 3.42 | 0 | 25.5 | within_range | 0 | 0 | VACANT | Vacant - off
2024-07-28T07:30:00 | 0 |  | 0 | 0 | 0.19 | 0.0332 | 0 | 3.61 | 0 | 25.4 | within_range | 0 | 0 | VACANT | Vacant - off
2024-07-28T07:45:00 | 0 |  | 0 | 0.0025 | 0.225 | 0 | 0 | 3.61 | 0 | 25.6 | within_range | 0.06 | 0.0013 | VACANT | Vacant - off
2024-07-28T08:00:00 | 0 |  | 0 | 0 | 0.1675 | 0.0546 | 0 | 4.03 | 0 | 25.7 | within_range | 0 | 0 | VACANT | Vacant - off
2024-07-28T08:15:00 | 0 |  | 0 | 0 | 0.1625 | 0.0594 | 0 | 4.5 | 0 | 26.7 | warning | 0 | 0 | VACANT | Vacant - off
2024-07-28T08:30:00 | 0 |  | 0 | 0 | 0.1875 | 0.0356 | 0 | 4.72 | 0 | 25.8 | within_range | 0 | 0 | VACANT | Vacant - off
2024-07-28T08:45:00 | 0 |  | 0 | 0 | 0.1925 | 0.0309 | 0 | 4.88 | 0 | 25.9 | within_range | 0 | 0 | VACANT | Vacant - off
2024-07-28T09:00:00 | 0 |  | 1 | 0.015 | 0.225 | 0 | 0 | 4.88 | 0.0125 | 25.5 | within_range | 0.38 | 0.0075 | SOLAR_AVAILABLE | FREE solar! (0.22 kWh)
2024-07-28T09:15:00 | 0 |  | 1 | 0 | 0.1825 | 0.0404 | 0 | 5.28 | 0.0125 | 25 | within_range | 0 | 0 | SOLAR_AVAILABLE | FREE solar! (0.22 kWh)
2024-07-28T09:30:00 | 0 |  | 1 | 0 | 0.14 | 0.0807 | 0 | 6.12 | 0.0125 | 25.3 | within_range | 0 | 0 | SOLAR_AVAILABLE | FREE solar! (0.22 kWh)
2024-07-28T09:45:00 | 0 |  | 1 | 0.035 | 0.225 | 0 | 0 | 6.12 | 0.0125 | 25.3 | within_range | 0.88 | 0.0175 | SOLAR_AVAILABLE | FREE solar! (0.22 kWh)
2024-07-28T10:00:00 | 0 |  | 1 | 0 | 0.1675 | 0.0546 | 0 | 6.67 | 0.0125 | 25.4 | within_range | 0 | 0 | SOLAR_AVAILABLE | FREE solar! (0.22 kWh)
2024-07-28T10:15:00 | 0 |  | 1 | 0 | 0.155 | 0.0665 | 0 | 7.35 | 0.0125 | 25.6 | within_range | 0 | 0 | SOLAR_AVAILABLE | FREE solar! (0.22 kWh)
2024-07-28T10:30:00 | 0 |  | 1 | 0 | 0.22 | 0.0047 | 0 | 7.39 | 0.0125 | 25.5 | within_range | 0 | 0 | SOLAR_AVAILABLE | FREE solar! (0.22 kWh)
2024-07-28T10:45:00 | 0 |  | 1 | 0.0125 | 0.225 | 0 | 0 | 7.39 | 0.0125 | 25.5 | within_range | 0.31 | 0.0063 | SOLAR_AVAILABLE | FREE solar! (0.22 kWh)
2024-07-28T11:00:00 | 0 |  | 1 | 0.025 | 0.225 | 0 | 0 | 7.39 | 0.0125 | 27.1 | warning | 0.62 | 0.0125 | SOLAR_AVAILABLE | FREE solar! (0.22 kWh)
2024-07-28T11:15:00 | 0 |  | 1 | 0 | 0.14 | 0.0807 | 0 | 8.23 | 0.0125 | 25.6 | within_range | 0 | 0 | SOLAR_AVAILABLE | FREE solar! (0.22 kWh)
2024-07-28T11:30:00 | 0 |  | 1 | 0.0225 | 0.225 | 0 | 0 | 8.23 | 0.0125 | 25.7 | within_range | 0.56 | 0.0112 | SOLAR_AVAILABLE | FREE solar! (0.22 kWh)
2024-07-28T11:45:00 | 0 |  | 1 | 0 | 0.225 | 0 | 0 | 8.25 | 0.0125 | 25.5 | within_range | 0 | 0 | SOLAR_AVAILABLE | FREE solar! (0.22 kWh)
2024-07-28T12:00:00 | 0 |  | 1 | 0.0225 | 0.225 | 0 | 0 | 8.25 | 0.0125 | 27.1 | warning | 0.56 | 0.0112 | SOLAR_AVAILABLE | FREE solar! (0.22 kWh)
2024-07-28T12:15:00 | 0 |  | 1 | 0 | 0.2025 | 0.0214 | 0 | 8.43 | 0.0125 | 26.7 | warning | 0 | 0 | SOLAR_AVAILABLE | FREE solar! (0.22 kWh)
2024-07-28T12:30:00 | 0 |  | 1 | 0.02 | 0.225 | 0 | 0 | 8.43 | 0.0125 | 25.8 | within_range | 0.5 | 0.01 | SOLAR_AVAILABLE | FREE solar! (0.22 kWh)
2024-07-28T12:45:00 | 0 |  | 1 | 0.02 | 0.225 | 0 | 0 | 8.43 | 0.0125 | 25.8 | within_range | 0.5 | 0.01 | SOLAR_AVAILABLE | FREE solar! (0.22 kWh)
2024-07-28T13:00:00 | 0 |  | 1 | 0 | 0.1425 | 0.0784 | 0 | 9.25 | 0.0125 | 25.5 | within_range | 0 | 0 | SOLAR_AVAILABLE | FREE solar! (0.22 kWh)
2024-07-28T13:15:00 | 0 |  | 1 | 0 | 0.1775 | 0.0451 | 0 | 9.7 | 0.0125 | 25.7 | within_range | 0 | 0 | SOLAR_AVAILABLE | FREE solar! (0.22 kWh)
2024-07-28T13:30:00 | 1 | 20 | 0 | 0.285 | 0.225 | 0 | 0 | 10.46 | 0.375 | 22 | within_range | 7.12 | 0.1425 | SOLAR_AVAILABLE | FREE solar! (0.22 kWh)
2024-07-28T13:45:00 | 0 |  | 1 | 0 | 0.155 | 0.0665 | 0 | 11.14 | 0.0125 | 26.2 | warning | 0 | 0 | SOLAR_AVAILABLE | FREE solar! (0.22 kWh)
2024-07-28T14:00:00 | 0 |  | 1 | 0 | 0.1725 | 0.0499 | 0 | 11.65 | 0.0125 | 26.1 | warning | 0 | 0 | SOLAR_AVAILABLE | FREE solar! (0.22 kWh)
2024-07-28T14:15:00 | 0 |  | 1 | 0.0075 | 0.225 | 0 | 0 | 11.65 | 0.0125 | 25.7 | within_range | 0.19 | 0.0037 | SOLAR_AVAILABLE | FREE solar! (0.22 kWh)
2024-07-28T14:30:00 | 0 |  | 1 | 0 | 0.19 | 0.0332 | 0 | 11.97 | 0.0125 | 25.5 | within_range | 0 | 0 | SOLAR_AVAILABLE | FREE solar! (0.22 kWh)
2024-07-28T14:45:00 | 0 |  | 1 | 0 | 0.2025 | 0.0214 | 0 | 12.16 | 0.0125 | 25.6 | within_range | 0 | 0 | SOLAR_AVAILABLE | FREE solar! (0.22 kWh)
2024-07-28T15:00:00 | 0 |  | 1 | 0 | 0.1925 | 0.0309 | 0 | 12.45 | 0.0125 | 25.3 | within_range | 0 | 0 | SOLAR_AVAILABLE | FREE solar! (0.22 kWh)
2024-07-28T15:15:00 | 0 |  | 1 | 0 | 0.22 | 0.0047 | 0 | 12.49 | 0.0125 | 25.2 | within_range | 0 | 0 | SOLAR_AVAILABLE | FREE solar! (0.22 kWh)
2024-07-28T15:30:00 | 0 |  | 1 | 0 | 0.1825 | 0.0404 | 0 | 12.88 | 0.0125 | 25.2 | within_range | 0 | 0 | SOLAR_AVAILABLE | FREE solar! (0.22 kWh)
2024-07-28T15:45:00 | 0 |  | 1 | 0 | 0.17 | 0.0522 | 0 | 13.41 | 0.0125 | 25.2 | within_range | 0 | 0 | SOLAR_AVAILABLE | FREE solar! (0.22 kWh)
2024-07-28T16:00:00 | 0 |  | 1 | 0 | 0.1825 | 0.0404 | 0 | 13.5 | 0.0125 | 24.9 | within_range | 0 | 0 | SOLAR_AVAILABLE | FREE solar! (0.22 kWh)
2024-07-28T16:15:00 | 0 |  | 1 | 0 | 0.205 | 0 | 0 | 13.5 | 0.0125 | 25 | within_range | 0 | 0 | SOLAR_AVAILABLE | FREE solar! (0.22 kWh)
2024-07-28T16:30:00 | 0 |  | 1 | 0 | 0.22 | 0 | 0 | 13.5 | 0.0125 | 24.9 | within_range | 0 | 0 | SOLAR_AVAILABLE | FREE solar! (0.22 kWh)
2024-07-28T16:45:00 | 0 |  | 0 | 0.02 | 0.225 | 0 | 0 | 13.5 | 0 | 25.7 | within_range | 0.5 | 0.01 | VACANT | Vacant - off
2024-07-28T17:00:00 | 0 |  | 0 | 0 | 0.145 | 0 | 0 | 8.31 | 0 | 25.2 | within_range | 0 | 0 | VACANT | Vacant - off
2024-07-28T17:15:00 | 0 |  | 0 | 0 | 0.2 | 0 | 0 | 2.69 | 0 | 25.4 | within_range | 0 | 0 | VACANT | Vacant - off
2024-07-28T17:30:00 | 0 |  | 0 | 0.01 | 0.225 | 0 | 0 | 2.69 | 0 | 25.7 | within_range | 0.45 | 0.005 | VACANT | Vacant - off
2024-07-28T17:45:00 | 0 |  | 0 | 0 | 0.1575 | 0 | 0 | 2.69 | 0 | 25.5 | within_range | 0 | 0 | VACANT | Vacant - off
2024-07-28T18:00:00 | 0 |  | 0 | 0.205 | 0 | 0 | 0 | 2.69 | 0 | 24.9 | within_range | 9.22 | 0.1025 | VACANT | Vacant - off
2024-07-28T18:15:00 | 0 |  | 0 | 0.2125 | 0 | 0 | 0 | 2.69 | 0 | 24.9 | within_range | 9.56 | 0.1062 | VACANT | Vacant - off
2024-07-28T18:30:00 | 0 |  | 0 | 0.1005 | 0.117 | 0 | 0 | 2.69 | 0 | 25 | within_range | 4.52 | 0.0503 | VACANT | Vacant - off
2024-07-28T18:45:00 | 0 |  | 0 | 0.1575 | 0 | 0 | 0 | 2.69 | 0 | 24.9 | within_range | 7.09 | 0.0788 | VACANT | Vacant - off
2024-07-28T19:00:00 | 0 |  | 0 | 0.2225 | 0 | 0 | 0 | 2.69 | 0 | 25 | within_range | 10.01 | 0.1113 | VACANT | Vacant - off
2024-07-28T19:15:00 | 0 |  | 0 | 0.225 | 0 | 0 | 0 | 2.69 | 0 | 24.9 | within_range | 10.12 | 0.1125 | VACANT | Vacant - off
2024-07-28T19:30:00 | 0 |  | 0 | 0.009 | 0.1485 | 0 | 0 | 2.69 | 0 | 25.1 | within_range | 0.4 | 0.0045 | VACANT | Vacant - off
2024-07-28T19:45:00 | 0 |  | 0 | 0.2325 | 0 | 0 | 0 | 2.69 | 0 | 24.9 | within_range | 10.46 | 0.1163 | VACANT | Vacant - off
2024-07-28T20:00:00 | 0 |  | 0 | 0.1415 | 0.036 | 0 | 0 | 2.69 | 0 | 25 | within_range | 6.37 | 0.0707 | VACANT | Vacant - off
2024-07-28T20:15:00 | 0 |  | 0 | 0.1925 | 0 | 0 | 0 | 2.69 | 0 | 25 | within_range | 8.66 | 0.0963 | VACANT | Vacant - off
2024-07-28T20:30:00 | 0 |  | 0 | 0.195 | 0 | 0 | 0 | 2.69 | 0 | 24.9 | within_range | 8.78 | 0.0975 | VACANT | Vacant - off
2024-07-28T20:45:00 | 0 |  | 0 | 0.079 | 0.0585 | 0 | 0 | 2.69 | 0 | 25 | within_range | 3.56 | 0.0395 | VACANT | Vacant - off
2024-07-28T21:00:00 | 0 |  | 0 | 0 | 0.145 | 0 | 0 | 2.69 | 0 | 25.1 | within_range | 0 | 0 | VACANT | Vacant - off
2024-07-28T21:15:00 | 0 |  | 0 | 0.0002 | 0.1823 | 0 | 0 | 2.69 | 0 | 24 | within_range | 0.01 | 0.0001 | VACANT | Vacant - off
2024-07-28T21:30:00 | 0 |  | 0 | 0.2025 | 0 | 0 | 0 | 2.69 | 0 | 25 | within_range | 9.11 | 0.1013 | VACANT | Vacant - off
2024-07-28T21:45:00 | 0 |  | 0 | 0.145 | 0 | 0 | 0 | 2.69 | 0 | 24.1 | within_range | 6.52 | 0.0725 | VACANT | Vacant - off
2024-07-28T22:00:00 | 0 |  | 0 | 0.1437 | 0.0788 | 0 | 0 | 2.69 | 0 | 24.6 | within_range | 2.16 | 0.0718 | VACANT | Vacant - off
2024-07-28T22:15:00 | 0 |  | 0 | 0.21 | 0 | 0 | 0 | 2.69 | 0 | 24 | within_range | 3.15 | 0.105 | VACANT | Vacant - off
2024-07-28T22:30:00 | 0 |  | 0 | 0.1775 | 0.045 | 0 | 0 | 2.69 | 0 | 24 | within_range | 2.66 | 0.0887 | VACANT | Vacant - off
2024-07-28T22:45:00 | 0 |  | 0 | 0.23 | 0 | 0 | 0 | 2.69 | 0 | 24.9 | within_range | 3.45 | 0.115 | VACANT | Vacant - off
2024-07-28T23:00:00 | 0 |  | 0 | 0.175 | 0 | 0 | 0 | 2.69 | 0 | 26.4 | within_range | 2.62 | 0.0875 | VACANT | Vacant - off
2024-07-28T23:15:00 | 0 |  | 0 | 0.185 | 0 | 0 | 0 | 2.69 | 0 | 24 | within_range | 2.77 | 0.0925 | VACANT | Vacant - off
2024-07-28T23:30:00 | 0 |  | 0 | 0.215 | 0 | 0 | 0 | 2.69 | 0 | 24 | within_range | 3.23 | 0.1075 | VACANT | Vacant - off
2024-07-28T23:45:00 | 0 |  | 0 | 0.1725 | 0 | 0 | 0 | 2.69 | 0 | 24 | within_range | 2.59 | 0.0862 | VACANT | Vacant - off
2024-07-29T00:00:00 | 0 |  | 0 | 0.2275 | 0 | 0 | 0 | 2.69 | 0 | 24 | within_range | 3.41 | 0.1138 | VACANT | Vacant - off
2024-07-29T00:15:00 | 0 |  | 0 | 0.1153 | 0.0247 | 0 | 0 | 2.69 | 0 | 24 | within_range | 1.73 | 0.0576 | VACANT | Vacant - off
2024-07-29T00:30:00 | 0 |  | 0 | 0.0708 | 0.0967 | 0 | 0 | 2.69 | 0 | 24 | within_range | 1.06 | 0.0354 | VACANT | Vacant - off
2024-07-29T00:45:00 | 0 |  | 0 | 0.1675 | 0 | 0 | 0 | 2.69 | 0 | 24.1 | within_range | 2.51 | 0.0838 | VACANT | Vacant - off
2024-07-29T01:00:00 | 0 |  | 0 | 0.081 | 0.144 | 0 | 0 | 2.69 | 0 | 24 | within_range | 1.22 | 0.0405 | VACANT | Vacant - off
2024-07-29T01:15:00 | 0 |  | 0 | 0.2325 | 0 | 0 | 0 | 2.69 | 0 | 24 | within_range | 3.49 | 0.1163 | VACANT | Vacant - off
2024-07-29T01:30:00 | 0 |  | 0 | 0.135 | 0 | 0 | 0 | 2.69 | 0 | 24 | within_range | 2.03 | 0.0675 | VACANT | Vacant - off
2024-07-29T01:45:00 | 0 |  | 0 | 0.1475 | 0 | 0 | 0 | 2.69 | 0 | 24 | within_range | 2.21 | 0.0737 | VACANT | Vacant - off
2024-07-29T02:00:00 | 0 |  | 0 | 0.175 | 0 | 0 | 0 | 2.69 | 0 | 24 | within_range | 2.62 | 0.0875 | VACANT | Vacant - off
2024-07-29T02:15:00 | 0 |  | 0 | 0.22 | 0 | 0 | 0 | 2.69 | 0 | 24 | within_range | 3.3 | 0.11 | VACANT | Vacant - off
2024-07-29T02:30:00 | 0 |  | 0 | 0.1875 | 0 | 0 | 0 | 2.69 | 0 | 24.6 | within_range | 2.81 | 0.0938 | VACANT | Vacant - off
2024-07-29T02:45:00 | 0 |  | 0 | 0.165 | 0 | 0 | 0 | 2.69 | 0 | 26.2 | within_range | 2.48 | 0.0825 | VACANT | Vacant - off
2024-07-29T03:00:00 | 0 |  | 0 | 0.1375 | 0 | 0 | 0 | 2.69 | 0 | 27 | within_range | 2.06 | 0.0688 | VACANT | Vacant - off
2024-07-29T03:15:00 | 0 |  | 0 | 0.109 | 0.081 | 0 | 0 | 2.69 | 0 | 24 | within_range | 1.64 | 0.0545 | VACANT | Vacant - off
2024-07-29T03:30:00 | 0 |  | 0 | 0.0248 | 0.1327 | 0 | 0 | 2.69 | 0 | 24 | within_range | 0.37 | 0.0124 | VACANT | Vacant - off
2024-07-29T03:45:00 | 0 |  | 0 | 0.1425 | 0 | 0 | 0 | 2.69 | 0 | 26.6 | within_range | 2.14 | 0.0712 | VACANT | Vacant - off
2024-07-29T04:00:00 | 0 |  | 0 | 0.115 | 0.045 | 0 | 0 | 2.69 | 0 | 27 | within_range | 1.73 | 0.0575 | VACANT | Vacant - off
2024-07-29T04:15:00 | 0 |  | 0 | 0.1375 | 0.045 | 0 | 0 | 2.69 | 0 | 27 | within_range | 2.06 | 0.0688 | VACANT | Vacant - off
2024-07-29T04:30:00 | 0 |  | 0 | 0.1353 | 0.0247 | 0 | 0 | 2.69 | 0 | 27 | within_range | 2.03 | 0.0677 | VACANT | Vacant - off
2024-07-29T04:45:00 | 0 |  | 0 | 0.0513 | 0.1687 | 0 | 0 | 2.69 | 0 | 24 | within_range | 0.77 | 0.0256 | VACANT | Vacant - off
2024-07-29T05:00:00 | 0 |  | 0 | 0.1625 | 0 | 0 | 0 | 2.69 | 0 | 26.9 | within_range | 2.44 | 0.0813 | VACANT | Vacant - off
2024-07-29T05:15:00 | 0 |  | 0 | 0.175 | 0 | 0 | 0 | 2.69 | 0 | 25.2 | within_range | 2.62 | 0.0875 | VACANT | Vacant - off
2024-07-29T05:30:00 | 0 |  | 0 | 0.1675 | 0 | 0 | 0 | 2.69 | 0 | 27 | within_range | 2.51 | 0.0838 | VACANT | Vacant - off
2024-07-29T05:45:00 | 0 |  | 0 | 0.155 | 0 | 0 | 0 | 2.69 | 0 | 27 | within_range | 2.33 | 0.0775 | VACANT | Vacant - off
2024-07-29T06:00:00 | 0 |  | 0 | 0.2125 | 0 | 0 | 0 | 2.69 | 0 | 26.9 | within_range | 3.19 | 0.1062 | VACANT | Vacant - off
2024-07-29T06:15:00 | 0 |  | 0 | 0.1525 | 0 | 0 | 0 | 2.69 | 0 | 26.9 | within_range | 2.29 | 0.0762 | VACANT | Vacant - off
2024-07-29T06:30:00 | 0 |  | 0 | 0.172 | 0.063 | 0 | 0 | 2.69 | 0 | 27 | within_range | 2.58 | 0.086 | VACANT | Vacant - off
2024-07-29T06:45:00 | 0 |  | 0 | 0 | 0.17 | 0.018 | 0 | 2.72 | 0 | 28.4 | within_range | 0 | 0 | VACANT | Vacant - off
2024-07-29T07:00:00 | 0 |  | 0 | 0 | 0.125 | 0.095 | 0 | 3.59 | 0 | 25.3 | within_range | 0 | 0 | VACANT | Vacant - off
2024-07-29T07:15:00 | 0 |  | 0 | 0 | 0.1775 | 0.0451 | 0 | 3.91 | 0 | 25.5 | within_range | 0 | 0 | VACANT | Vacant - off
2024-07-29T07:30:00 | 0 |  | 0 | 0 | 0.2 | 0.0237 | 0 | 3.99 | 0 | 25.3 | within_range | 0 | 0 | VACANT | Vacant - off
2024-07-29T07:45:00 | 0 |  | 0 | 0 | 0.1975 | 0.0261 | 0 | 4.1 | 0 | 25.5 | within_range | 0 | 0 | VACANT | Vacant - off
2024-07-29T08:00:00 | 0 |  | 0 | 0 | 0.1725 | 0.0499 | 0 | 4.47 | 0 | 25.9 | within_range | 0 | 0 | VACANT | Vacant - off
2024-07-29T08:15:00 | 0 |  | 0 | 0 | 0.1375 | 0.0831 | 0 | 5.21 | 0 | 25.7 | within_range | 0 | 0 | VACANT | Vacant - off
2024-07-29T08:30:00 | 0 |  | 1 | 0 | 0.2025 | 0.0214 | 0 | 5.39 | 0.0125 | 25 | within_range | 0 | 0 | SOLAR_AVAILABLE | FREE solar! (0.22 kWh)
2024-07-29T08:45:00 | 0 |  | 0 | 0 | 0.17 | 0.0522 | 0 | 5.79 | 0 | 25.7 | within_range | 0 | 0 | VACANT | Vacant - off
2024-07-29T09:00:00 | 0 |  | 1 | 0 | 0.21 | 0.0142 | 0 | 5.9 | 0.0125 | 25 | within_range | 0 | 0 | SOLAR_AVAILABLE | FREE solar! (0.22 kWh)
2024-07-29T09:15:00 | 0 |  | 1 | 0 | 0.2175 | 0.0071 | 0 | 5.95 | 0.0125 | 25.4 | within_range | 0 | 0 | SOLAR_AVAILABLE | FREE solar! (0.22 kWh)
2024-07-29T09:30:00 | 0 |  | 1 | 0 | 0.195 | 0.0285 | 0 | 6.22 | 0.0125 | 25.4 | within_range | 0 | 0 | SOLAR_AVAILABLE | FREE solar! (0.22 kWh)
2024-07-29T09:45:00 | 0 |  | 1 | 0.01 | 0.225 | 0 | 0 | 6.22 | 0.0125 | 25.1 | within_range | 0.25 | 0.005 | SOLAR_AVAILABLE | FREE solar! (0.22 kWh)
2024-07-29T10:00:00 | 0 |  | 1 | 0 | 0.185 | 0.038 | 0 | 6.59 | 0.0125 | 25.3 | within_range | 0 | 0 | SOLAR_AVAILABLE | FREE solar! (0.22 kWh)
2024-07-29T10:15:00 | 0 |  | 1 | 0 | 0.2075 | 0.0166 | 0 | 6.73 | 0.0125 | 25.4 | within_range | 0 | 0 | SOLAR_AVAILABLE | FREE solar! (0.22 kWh)
2024-07-29T10:30:00 | 0 |  | 1 | 0 | 0.15 | 0.0712 | 0 | 7.46 | 0.0125 | 25.2 | within_range | 0 | 0 | SOLAR_AVAILABLE | FREE solar! (0.22 kWh)
2024-07-29T10:45:00 | 0 |  | 1 | 0.0275 | 0.225 | 0 | 0 | 7.46 | 0.0125 | 26.7 | warning | 0.69 | 0.0138 | SOLAR_AVAILABLE | FREE solar! (0.22 kWh)
2024-07-29T11:00:00 | 0 |  | 1 | 0 | 0.2025 | 0.0214 | 0 | 7.65 | 0.0125 | 26 | within_range | 0 | 0 | SOLAR_AVAILABLE | FREE solar! (0.22 kWh)
2024-07-29T11:15:00 | 0 |  | 1 | 0 | 0.17 | 0.0522 | 0 | 8.18 | 0.0125 | 25.6 | within_range | 0 | 0 | SOLAR_AVAILABLE | FREE solar! (0.22 kWh)
2024-07-29T11:30:00 | 0 |  | 1 | 0 | 0.15 | 0.0712 | 0 | 8.92 | 0.0125 | 25.7 | within_range | 0 | 0 | SOLAR_AVAILABLE | FREE solar! (0.22 kWh)
2024-07-29T11:45:00 | 0 |  | 1 | 0 | 0.2175 | 0.0071 | 0 | 8.97 | 0.0125 | 25.5 | within_range | 0 | 0 | SOLAR_AVAILABLE | FREE solar! (0.22 kWh)
2024-07-29T12:00:00 | 0 |  | 1 | 0 | 0.1825 | 0.0404 | 0 | 9.37 | 0.0125 | 27.6 | warning | 0 | 0 | SOLAR_AVAILABLE | FREE solar! (0.22 kWh)
2024-07-29T12:15:00 | 0 |  | 1 | 0 | 0.1725 | 0.0499 | 0 | 9.87 | 0.0125 | 25.7 | within_range | 0 | 0 | SOLAR_AVAILABLE | FREE solar! (0.22 kWh)
2024-07-29T12:30:00 | 0 |  | 1 | 0 | 0.1975 | 0.0261 | 0 | 10.11 | 0.0125 | 25.6 | within_range | 0 | 0 | SOLAR_AVAILABLE | FREE solar! (0.22 kWh)
2024-07-29T12:45:00 | 1 | 20 | 0 | 0.3325 | 0.225 | 0 | 0 | 10.37 | 0.375 | 22 | within_range | 8.31 | 0.1663 | SOLAR_AVAILABLE | FREE solar! (0.22 kWh)
2024-07-29T13:00:00 | 0 |  | 1 | 0 | 0.145 | 0.076 | 0 | 11.16 | 0.0125 | 27.6 | warning | 0 | 0 | SOLAR_AVAILABLE | FREE solar! (0.22 kWh)
2024-07-29T13:15:00 | 0 |  | 1 | 0 | 0.2125 | 0.0119 | 0 | 11.25 | 0.0125 | 25.5 | within_range | 0 | 0 | SOLAR_AVAILABLE | FREE solar! (0.22 kWh)
2024-07-29T13:30:00 | 0 |  | 1 | 0 | 0.185 | 0.038 | 0 | 11.62 | 0.0125 | 25.5 | within_range | 0 | 0 | SOLAR_AVAILABLE | FREE solar! (0.22 kWh)
2024-07-29T13:45:00 | 0 |  | 1 | 0.0175 | 0.225 | 0 | 0 | 11.62 | 0.0125 | 27.5 | warning | 0.44 | 0.0088 | SOLAR_AVAILABLE | FREE solar! (0.22 kWh)
2024-07-29T14:00:00 | 0 |  | 1 | 0.0025 | 0.225 | 0 | 0 | 11.63 | 0.0125 | 25.2 | within_range | 0.06 | 0.0013 | SOLAR_AVAILABLE | FREE solar! (0.22 kWh)
2024-07-29T14:15:00 | 0 |  | 1 | 0.02 | 0.225 | 0 | 0 | 11.63 | 0.0125 | 25.2 | within_range | 0.5 | 0.01 | SOLAR_AVAILABLE | FREE solar! (0.22 kWh)
2024-07-29T14:30:00 | 0 |  | 1 | 0 | 0.1925 | 0.0309 | 0 | 11.92 | 0.0125 | 25.6 | within_range | 0 | 0 | SOLAR_AVAILABLE | FREE solar! (0.22 kWh)
2024-07-29T14:45:00 | 0 |  | 1 | 0.03 | 0.225 | 0 | 0 | 11.92 | 0.0125 | 25.5 | within_range | 0.75 | 0.015 | SOLAR_AVAILABLE | FREE solar! (0.22 kWh)
2024-07-29T15:00:00 | 0 |  | 1 | 0 | 0.1875 | 0.0356 | 0 | 12.26 | 0.0125 | 25.1 | within_range | 0 | 0 | SOLAR_AVAILABLE | FREE solar! (0.22 kWh)
2024-07-29T15:15:00 | 0 |  | 1 | 0 | 0.1475 | 0.0736 | 0 | 13.02 | 0.0125 | 25 | within_range | 0 | 0 | SOLAR_AVAILABLE | FREE solar! (0.22 kWh)
2024-07-29T15:30:00 | 0 |  | 1 | 0 | 0.1775 | 0.0451 | 0 | 13.47 | 0.0125 | 24.9 | within_range | 0 | 0 | SOLAR_AVAILABLE | FREE solar! (0.22 kWh)
2024-07-29T15:45:00 | 0 |  | 1 | 0 | 0.15 | 0.0265 | 0 | 13.5 | 0.0125 | 25.4 | within_range | 0 | 0 | SOLAR_AVAILABLE | FREE solar! (0.22 kWh)
2024-07-29T16:00:00 | 0 |  | 0 | 0 | 0.1975 | 0 | 0 | 13.5 | 0 | 25.7 | within_range | 0 | 0 | VACANT | Vacant - off
2024-07-29T16:15:00 | 0 |  | 0 | 0 | 0.1875 | 0 | 0 | 13.5 | 0 | 25.8 | within_range | 0 | 0 | VACANT | Vacant - off
2024-07-29T16:30:00 | 0 |  | 0 | 0 | 0.18 | 0 | 0 | 13.5 | 0 | 25.6 | within_range | 0 | 0 | VACANT | Vacant - off
2024-07-29T16:45:00 | 0 |  | 0 | 0.01 | 0.225 | 0 | 0 | 13.5 | 0 | 25.6 | within_range | 0.25 | 0.005 | VACANT | Vacant - off
2024-07-29T17:00:00 | 0 |  | 0 | 0 | 0.205 | 0 | 0 | 7.27 | 0 | 25.4 | within_range | 0 | 0 | VACANT | Vacant - off
2024-07-29T17:15:00 | 0 |  | 0 | 0 | 0.1825 | 0 | 0 | 2.69 | 0 | 25.3 | within_range | 0 | 0 | VACANT | Vacant - off
2024-07-29T17:30:00 | 0 |  | 0 | 0 | 0.19 | 0 | 0 | 2.69 | 0 | 25.4 | within_range | 0 | 0 | VACANT | Vacant - off
2024-07-29T17:45:00 | 0 |  | 0 | 0 | 0.1525 | 0 | 0 | 2.69 | 0 | 25.4 | within_range | 0 | 0 | VACANT | Vacant - off
2024-07-29T18:00:00 | 0 |  | 0 | 0.215 | 0 | 0 | 0 | 2.69 | 0 | 24.9 | within_range | 9.68 | 0.1075 | VACANT | Vacant - off
2024-07-29T18:15:00 | 0 |  | 0 | 0.1375 | 0 | 0 | 0 | 2.69 | 0 | 24.9 | within_range | 6.19 | 0.0688 | VACANT | Vacant - off
2024-07-29T18:30:00 | 0 |  | 0 | 0.1325 | 0 | 0 | 0 | 2.69 | 0 | 24.9 | within_range | 5.96 | 0.0663 | VACANT | Vacant - off
2024-07-29T18:45:00 | 0 |  | 0 | 0.1775 | 0 | 0 | 0 | 2.69 | 0 | 24.9 | within_range | 7.99 | 0.0887 | VACANT | Vacant - off
2024-07-29T19:00:00 | 0 |  | 0 | 0.148 | 0.027 | 0 | 0 | 2.69 | 0 | 25 | within_range | 6.66 | 0.074 | VACANT | Vacant - off
2024-07-29T19:15:00 | 0 |  | 0 | 0.2375 | 0 | 0 | 0 | 2.69 | 0 | 24.9 | within_range | 10.69 | 0.1187 | VACANT | Vacant - off
2024-07-29T19:30:00 | 0 |  | 0 | 0.22 | 0 | 0 | 0 | 2.69 | 0 | 24.9 | within_range | 9.9 | 0.11 | VACANT | Vacant - off
2024-07-29T19:45:00 | 0 |  | 0 | 0.1315 | 0.0585 | 0 | 0 | 2.69 | 0 | 25 | within_range | 5.92 | 0.0658 | VACANT | Vacant - off
2024-07-29T20:00:00 | 0 |  | 0 | 0.1975 | 0 | 0 | 0 | 2.69 | 0 | 25 | within_range | 8.89 | 0.0988 | VACANT | Vacant - off
2024-07-29T20:15:00 | 0 |  | 0 | 0.225 | 0 | 0 | 0 | 2.69 | 0 | 25 | within_range | 10.12 | 0.1125 | VACANT | Vacant - off
2024-07-29T20:30:00 | 0 |  | 0 | 0.0375 | 0.1125 | 0 | 0 | 2.69 | 0 | 25.1 | within_range | 1.69 | 0.0187 | VACANT | Vacant - off
2024-07-29T20:45:00 | 0 |  | 0 | 0.19 | 0 | 0 | 0 | 2.69 | 0 | 25 | within_range | 8.55 | 0.095 | VACANT | Vacant - off
2024-07-29T21:00:00 | 0 |  | 0 | 0.1875 | 0 | 0 | 0 | 2.69 | 0 | 25 | within_range | 8.44 | 0.0938 | VACANT | Vacant - off
2024-07-29T21:15:00 | 0 |  | 0 | 0.1525 | 0 | 0 | 0 | 2.69 | 0 | 24.9 | within_range | 6.86 | 0.0762 | VACANT | Vacant - off
2024-07-29T21:30:00 | 0 |  | 0 | 0.1665 | 0.0135 | 0 | 0 | 2.69 | 0 | 25 | within_range | 7.49 | 0.0833 | VACANT | Vacant - off
2024-07-29T21:45:00 | 0 |  | 0 | 0.1663 | 0.0338 | 0 | 0 | 2.69 | 0 | 24.7 | within_range | 7.48 | 0.0832 | VACANT | Vacant - off
2024-07-29T22:00:00 | 0 |  | 0 | 0.17 | 0 | 0 | 0 | 2.69 | 0 | 24 | within_range | 2.55 | 0.085 | VACANT | Vacant - off
2024-07-29T22:15:00 | 0 |  | 0 | 0.0937 | 0.0788 | 0 | 0 | 2.69 | 0 | 24.7 | within_range | 1.41 | 0.0469 | VACANT | Vacant - off
2024-07-29T22:30:00 | 0 |  | 0 | 0.145 | 0 | 0 | 0 | 2.69 | 0 | 24.7 | within_range | 2.17 | 0.0725 | VACANT | Vacant - off
2024-07-29T22:45:00 | 0 |  | 0 | 0.1288 | 0.0338 | 0 | 0 | 2.69 | 0 | 24 | within_range | 1.93 | 0.0644 | VACANT | Vacant - off
2024-07-29T23:00:00 | 0 |  | 0 | 0.2182 | 0.0292 | 0 | 0 | 2.69 | 0 | 24 | within_range | 3.27 | 0.1091 | VACANT | Vacant - off
2024-07-29T23:15:00 | 0 |  | 0 | 0.17 | 0 | 0 | 0 | 2.69 | 0 | 24.1 | within_range | 2.55 | 0.085 | VACANT | Vacant - off
2024-07-29T23:30:00 | 0 |  | 0 | 0.1275 | 0 | 0 | 0 | 2.69 | 0 | 24 | within_range | 1.91 | 0.0638 | VACANT | Vacant - off
2024-07-29T23:45:00 | 0 |  | 0 | 0.175 | 0 | 0 | 0 | 2.69 | 0 | 24 | within_range | 2.62 | 0.0875 | VACANT | Vacant - off
2024-07-30T00:00:00 | 0 |  | 0 | 0.2087 | 0.0112 | 0 | 0 | 2.69 | 0 | 24 | within_range | 3.13 | 0.1043 | VACANT | Vacant - off
2024-07-30T00:15:00 | 0 |  | 0 | 0.21 | 0 | 0 | 0 | 2.69 | 0 | 24 | within_range | 3.15 | 0.105 | VACANT | Vacant - off
2024-07-30T00:30:00 | 0 |  | 0 | 0.22 | 0 | 0 | 0 | 2.69 | 0 | 25.6 | within_range | 3.3 | 0.11 | VACANT | Vacant - off
2024-07-30T00:45:00 | 0 |  | 0 | 0.2385 | 0.009 | 0 | 0 | 2.69 | 0 | 24 | within_range | 3.58 | 0.1192 | VACANT | Vacant - off
2024-07-30T01:00:00 | 0 |  | 0 | 0.1337 | 0.0112 | 0 | 0 | 2.69 | 0 | 25.8 | within_range | 2.01 | 0.0669 | VACANT | Vacant - off
2024-07-30T01:15:00 | 0 |  | 0 | 0.155 | 0 | 0 | 0 | 2.69 | 0 | 26.8 | within_range | 2.33 | 0.0775 | VACANT | Vacant - off
2024-07-30T01:30:00 | 0 |  | 0 | 0.159 | 0.081 | 0 | 0 | 2.69 | 0 | 24 | within_range | 2.39 | 0.0795 | VACANT | Vacant - off
2024-07-30T01:45:00 | 0 |  | 0 | 0.2375 | 0 | 0 | 0 | 2.69 | 0 | 24 | within_range | 3.56 | 0.1187 | VACANT | Vacant - off
2024-07-30T02:00:00 | 0 |  | 0 | 0 | 0.1425 | 0.0036 | 0 | 2.69 | 0 | 25.1 | within_range | 0 | 0 | VACANT | Vacant - off
2024-07-30T02:15:00 | 0 |  | 0 | 0.1778 | 0.0247 | 0 | 0 | 2.69 | 0 | 25.4 | within_range | 2.67 | 0.0889 | VACANT | Vacant - off
2024-07-30T02:30:00 | 0 |  | 0 | 0.1725 | 0 | 0 | 0 | 2.69 | 0 | 24 | within_range | 2.59 | 0.0862 | VACANT | Vacant - off
2024-07-30T02:45:00 | 0 |  | 0 | 0.2 | 0 | 0 | 0 | 2.69 | 0 | 24 | within_range | 3 | 0.1 | VACANT | Vacant - off
2024-07-30T03:00:00 | 0 |  | 0 | 0.195 | 0 | 0 | 0 | 2.69 | 0 | 27 | within_range | 2.93 | 0.0975 | VACANT | Vacant - off
2024-07-30T03:15:00 | 0 |  | 0 | 0.2275 | 0 | 0 | 0 | 2.69 | 0 | 27 | within_range | 3.41 | 0.1138 | VACANT | Vacant - off
2024-07-30T03:30:00 | 0 |  | 0 | 0.2275 | 0 | 0 | 0 | 2.69 | 0 | 27 | within_range | 3.41 | 0.1138 | VACANT | Vacant - off
2024-07-30T03:45:00 | 0 |  | 0 | 0.1925 | 0 | 0 | 0 | 2.69 | 0 | 27 | within_range | 2.89 | 0.0963 | VACANT | Vacant - off
2024-07-30T04:00:00 | 0 |  | 0 | 0.1925 | 0 | 0 | 0 | 2.69 | 0 | 24.8 | within_range | 2.89 | 0.0963 | VACANT | Vacant - off
2024-07-30T04:15:00 | 0 |  | 0 | 0.14 | 0 | 0 | 0 | 2.69 | 0 | 24 | within_range | 2.1 | 0.07 | VACANT | Vacant - off
2024-07-30T04:30:00 | 0 |  | 0 | 0.0423 | 0.2002 | 0 | 0 | 2.69 | 0 | 25.8 | within_range | 0.63 | 0.0211 | VACANT | Vacant - off
2024-07-30T04:45:00 | 0 |  | 0 | 0.2175 | 0 | 0 | 0 | 2.69 | 0 | 27 | within_range | 3.26 | 0.1087 | VACANT | Vacant - off
2024-07-30T05:00:00 | 0 |  | 0 | 0.0602 | 0.1147 | 0 | 0 | 2.69 | 0 | 25.2 | within_range | 0.9 | 0.0301 | VACANT | Vacant - off
2024-07-30T05:15:00 | 0 |  | 0 | 0.1475 | 0 | 0 | 0 | 2.69 | 0 | 26.9 | within_range | 2.21 | 0.0737 | VACANT | Vacant - off
2024-07-30T05:30:00 | 0 |  | 0 | 0.1155 | 0.117 | 0 | 0 | 2.69 | 0 | 25.5 | within_range | 1.73 | 0.0578 | VACANT | Vacant - off
2024-07-30T05:45:00 | 0 |  | 0 | 0.245 | 0 | 0 | 0 | 2.69 | 0 | 26.2 | within_range | 3.67 | 0.1225 | VACANT | Vacant - off
2024-07-30T06:00:00 | 0 |  | 0 | 0.0842 | 0.1283 | 0 | 0 | 2.69 | 0 | 27.2 | within_range | 1.26 | 0.0421 | VACANT | Vacant - off
2024-07-30T06:15:00 | 0 |  | 0 | 0.0848 | 0.1103 | 0 | 0 | 2.69 | 0 | 27.2 | within_range | 1.27 | 0.0424 | VACANT | Vacant - off
2024-07-30T06:30:00 | 0 |  | 0 | 0.15 | 0 | 0 | 0 | 2.69 | 0 | 26.9 | within_range | 2.25 | 0.075 | VACANT | Vacant - off
2024-07-30T06:45:00 | 0 |  | 0 | 0.0577 | 0.1147 | 0 | 0 | 2.69 | 0 | 27 | within_range | 0.87 | 0.0289 | VACANT | Vacant - off
2024-07-30T07:00:00 | 0 |  | 0 | 0 | 0.17 | 0.0522 | 0 | 3.09 | 0 | 25.8 | within_range | 0 | 0 | VACANT | Vacant - off
2024-07-30T07:15:00 | 0 |  | 0 | 0 | 0.21 | 0.0142 | 0 | 3.11 | 0 | 25.3 | within_range | 0 | 0 | VACANT | Vacant - off
2024-07-30T07:30:00 | 0 |  | 0 | 0 | 0.1275 | 0.0926 | 0 | 3.95 | 0 | 25.4 | within_range | 0 | 0 | VACANT | Vacant - off
2024-07-30T07:45:00 | 0 |  | 0 | 0 | 0.2225 | 0.0024 | 0 | 3.96 | 0 | 25.4 | within_range | 0 | 0 | VACANT | Vacant - off
2024-07-30T08:00:00 | 0 |  | 0 | 0 | 0.1425 | 0.0784 | 0 | 4.64 | 0 | 25.9 | within_range | 0 | 0 | VACANT | Vacant - off
2024-07-30T08:15:00 | 0 |  | 0 | 0 | 0.2175 | 0.0071 | 0 | 4.65 | 0 | 25.8 | within_range | 0 | 0 | VACANT | Vacant - off
2024-07-30T08:30:00 | 0 |  | 0 | 0 | 0.17 | 0.0522 | 0 | 5.04 | 0 | 25.7 | within_range | 0 | 0 | VACANT | Vacant - off
2024-07-30T08:45:00 | 0 |  | 1 | 0.0275 | 0.225 | 0 | 0 | 5.04 | 0.0125 | 25 | within_range | 0.69 | 0.0138 | SOLAR_AVAILABLE | FREE solar! (0.22 kWh)
2024-07-30T09:00:00 | 0 |  | 1 | 0 | 0.14 | 0.0807 | 0 | 5.88 | 0.0125 | 26.9 | warning | 0 | 0 | SOLAR_AVAILABLE | FREE solar! (0.22 kWh)
2024-07-30T09:15:00 | 0 |  | 1 | 0 | 0.1525 | 0.0689 | 0 | 6.59 | 0.0125 | 25.1 | within_range | 0 | 0 | SOLAR_AVAILABLE | FREE solar! (0.22 kWh)
2024-07-30T09:30:00 | 0 |  | 1 | 0.0025 | 0.225 | 0 | 0 | 6.6 | 0.0125 | 26.7 | warning | 0.06 | 0.0013 | SOLAR_AVAILABLE | FREE solar! (0.22 kWh)
2024-07-30T09:45:00 | 0 |  | 1 | 0 | 0.1725 | 0.0499 | 0 | 7.11 | 0.0125 | 25.2 | within_range | 0 | 0 | SOLAR_AVAILABLE | FREE solar! (0.22 kWh)
2024-07-30T10:00:00 | 0 |  | 1 | 0.015 | 0.225 | 0 | 0 | 7.11 | 0.0125 | 25.7 | within_range | 0.38 | 0.0075 | SOLAR_AVAILABLE | FREE solar! (0.22 kWh)
2024-07-30T10:15:00 | 0 |  | 1 | 0 | 0.2 | 0.0237 | 0 | 7.32 | 0.0125 | 25.5 | within_range | 0 | 0 | SOLAR_AVAILABLE | FREE solar! (0.22 kWh)
2024-07-30T10:30:00 | 0 |  | 1 | 0.0275 | 0.225 | 0 | 0 | 7.32 | 0.0125 | 25.4 | within_range | 0.69 | 0.0138 | SOLAR_AVAILABLE | FREE solar! (0.22 kWh)
2024-07-30T10:45:00 | 0 |  | 1 | 0.0325 | 0.225 | 0 | 0 | 7.32 | 0.0125 | 25.7 | within_range | 0.81 | 0.0163 | SOLAR_AVAILABLE | FREE solar! (0.22 kWh)
2024-07-30T11:00:00 | 0 |  | 1 | 0 | 0.1625 | 0.0594 | 0 | 7.92 | 0.0125 | 25.7 | within_range | 0 | 0 | SOLAR_AVAILABLE | FREE solar! (0.22 kWh)
2024-07-30T11:15:00 | 0 |  | 1 | 0 | 0.215 | 0.0095 | 0 | 7.99 | 0.0125 | 25.7 | within_range | 0 | 0 | SOLAR_AVAILABLE | FREE solar! (0.22 kWh)
2024-07-30T11:30:00 | 0 |  | 1 | 0 | 0.2025 | 0.0214 | 0 | 8.18 | 0.0125 | 26.7 | warning | 0 | 0 | SOLAR_AVAILABLE | FREE solar! (0.22 kWh)
2024-07-30T11:45:00 | 0 |  | 1 | 0 | 0.215 | 0.0095 | 0 | 8.25 | 0.0125 | 25.7 | within_range | 0 | 0 | SOLAR_AVAILABLE | FREE solar! (0.22 kWh)
2024-07-30T12:00:00 | 0 |  | 1 | 0 | 0.195 | 0.0285 | 0 | 8.52 | 0.0125 | 25.6 | within_range | 0 | 0 | SOLAR_AVAILABLE | FREE solar! (0.22 kWh)
2024-07-30T12:15:00 | 0 |  | 1 | 0.0325 | 0.225 | 0 | 0 | 8.52 | 0.0125 | 25.4 | within_range | 0.81 | 0.0163 | SOLAR_AVAILABLE | FREE solar! (0.22 kWh)
2024-07-30T12:30:00 | 0 |  | 1 | 0 | 0.21 | 0.0142 | 0 | 8.63 | 0.0125 | 25.4 | within_range | 0 | 0 | SOLAR_AVAILABLE | FREE solar! (0.22 kWh)
2024-07-30T12:45:00 | 0 |  | 1 | 0 | 0.1775 | 0.0451 | 0 | 9.07 | 0.0125 | 25.8 | within_range | 0 | 0 | SOLAR_AVAILABLE | FREE solar! (0.22 kWh)
2024-07-30T13:00:00 | 0 |  | 1 | 0 | 0.195 | 0.0285 | 0 | 9.34 | 0.0125 | 26.3 | warning | 0 | 0 | SOLAR_AVAILABLE | FREE solar! (0.22 kWh)
2024-07-30T13:15:00 | 0 |  | 1 | 0 | 0.2225 | 0.0024 | 0 | 9.37 | 0.0125 | 25.6 | within_range | 0 | 0 | SOLAR_AVAILABLE | FREE solar! (0.22 kWh)
2024-07-30T13:30:00 | 0 |  | 1 | 0 | 0.2075 | 0.0166 | 0 | 9.5 | 0.0125 | 25.7 | within_range | 0 | 0 | SOLAR_AVAILABLE | FREE solar! (0.22 kWh)
2024-07-30T13:45:00 | 0 |  | 1 | 0.01 | 0.225 | 0 | 0 | 9.5 | 0.0125 | 25.5 | within_range | 0.25 | 0.005 | SOLAR_AVAILABLE | FREE solar! (0.22 kWh)
2024-07-30T14:00:00 | 0 |  | 1 | 0 | 0.1875 | 0.0356 | 0 | 9.85 | 0.0125 | 25.5 | within_range | 0 | 0 | SOLAR_AVAILABLE | FREE solar! (0.22 kWh)
2024-07-30T14:15:00 | 0 |  | 1 | 0 | 0.155 | 0.0665 | 0 | 10.53 | 0.0125 | 26.2 | warning | 0 | 0 | SOLAR_AVAILABLE | FREE solar! (0.22 kWh)
2024-07-30T14:30:00 | 0 |  | 1 | 0.0325 | 0.225 | 0 | 0 | 10.53 | 0.0125 | 25.6 | within_range | 0.81 | 0.0163 | SOLAR_AVAILABLE | FREE solar! (0.22 kWh)
2024-07-30T14:45:00 | 0 |  | 1 | 0 | 0.1475 | 0.0736 | 0 | 11.29 | 0.0125 | 25.4 | within_range | 0 | 0 | SOLAR_AVAILABLE | FREE solar! (0.22 kWh)
2024-07-30T15:00:00 | 0 |  | 1 | 0.025 | 0.225 | 0 | 0 | 11.29 | 0.0125 | 25.2 | within_range | 0.62 | 0.0125 | SOLAR_AVAILABLE | FREE solar! (0.22 kWh)
2024-07-30T15:15:00 | 0 |  | 1 | 0 | 0.1725 | 0.0499 | 0 | 11.8 | 0.0125 | 25.1 | within_range | 0 | 0 | SOLAR_AVAILABLE | FREE solar! (0.22 kWh)
2024-07-30T15:30:00 | 0 |  | 1 | 0 | 0.1775 | 0.0451 | 0 | 12.24 | 0.0125 | 25.1 | within_range | 0 | 0 | SOLAR_AVAILABLE | FREE solar! (0.22 kWh)
2024-07-30T15:45:00 | 0 |  | 1 | 0.0225 | 0.225 | 0 | 0 | 12.24 | 0.0125 | 25.1 | within_range | 0.56 | 0.0112 | SOLAR_AVAILABLE | FREE solar! (0.22 kWh)
2024-07-30T16:00:00 | 0 |  | 0 | 0 | 0.1975 | 0.0261 | 0 | 12.35 | 0 | 25.7 | within_range | 0 | 0 | VACANT | Vacant - off
2024-07-30T16:15:00 | 0 |  | 0 | 0 | 0.155 | 0.0665 | 0 | 12.91 | 0 | 25.8 | within_range | 0 | 0 | VACANT | Vacant - off
2024-07-30T16:30:00 | 0 |  | 1 | 0 | 0.2025 | 0.0214 | 0 | 13.1 | 0.0125 | 24.9 | within_range | 0 | 0 | SOLAR_AVAILABLE | FREE solar! (0.22 kWh)
2024-07-30T16:45:00 | 0 |  | 1 | 0.0275 | 0.225 | 0 | 0 | 13.1 | 0.0125 | 24.9 | within_range | 0.69 | 0.0138 | SOLAR_AVAILABLE | FREE solar! (0.22 kWh)
2024-07-30T17:00:00 | 0 |  | 0 | 0 | 0.2225 | 0 | 0 | 6.43 | 0 | 25.5 | within_range | 0 | 0 | VACANT | Vacant - off
2024-07-30T17:15:00 | 0 |  | 0 | 0 | 0.1475 | 0 | 0 | 2.69 | 0 | 25.3 | within_range | 0 | 0 | VACANT | Vacant - off
2024-07-30T17:30:00 | 0 |  | 0 | 0 | 0.225 | 0 | 0 | 2.69 | 0 | 25.4 | within_range | 0 | 0 | VACANT | Vacant - off
2024-07-30T17:45:00 | 0 |  | 0 | 0.01 | 0.225 | 0 | 0 | 2.69 | 0 | 25.2 | within_range | 0.45 | 0.005 | VACANT | Vacant - off
2024-07-30T18:00:00 | 0 |  | 0 | 0.25 | 0 | 0 | 0 | 2.69 | 0 | 24.9 | within_range | 11.25 | 0.125 | VACANT | Vacant - off
2024-07-30T18:15:00 | 0 |  | 0 | 0.2075 | 0 | 0 | 0 | 2.69 | 0 | 25 | within_range | 9.34 | 0.1037 | VACANT | Vacant - off
2024-07-30T18:30:00 | 0 |  | 0 | 0.113 | 0.0945 | 0 | 0 | 2.69 | 0 | 25 | within_range | 5.08 | 0.0565 | VACANT | Vacant - off
2024-07-30T18:45:00 | 0 |  | 0 | 0.2 | 0 | 0 | 0 | 2.69 | 0 | 24.9 | within_range | 9 | 0.1 | VACANT | Vacant - off
2024-07-30T19:00:00 | 0 |  | 0 | 0.1545 | 0.018 | 0 | 0 | 2.69 | 0 | 24.9 | within_range | 6.95 | 0.0772 | VACANT | Vacant - off
2024-07-30T19:15:00 | 0 |  | 0 | 0.24 | 0 | 0 | 0 | 2.69 | 0 | 25 | within_range | 10.8 | 0.12 | VACANT | Vacant - off
2024-07-30T19:30:00 | 0 |  | 0 | 0.1083 | 0.0292 | 0 | 0 | 2.69 | 0 | 25 | within_range | 4.87 | 0.0541 | VACANT | Vacant - off
2024-07-30T19:45:00 | 0 |  | 0 | 0.0123 | 0.1552 | 0 | 0 | 2.69 | 0 | 25.1 | within_range | 0.55 | 0.0062 | VACANT | Vacant - off
2024-07-30T20:00:00 | 0 |  | 0 | 0.1557 | 0.0292 | 0 | 0 | 2.69 | 0 | 25 | within_range | 7.01 | 0.0779 | VACANT | Vacant - off
2024-07-30T20:15:00 | 0 |  | 0 | 0.1992 | 0.0382 | 0 | 0 | 2.69 | 0 | 25 | within_range | 8.96 | 0.0996 | VACANT | Vacant - off
2024-07-30T20:30:00 | 0 |  | 0 | 0.1825 | 0 | 0 | 0 | 2.69 | 0 | 25 | within_range | 8.21 | 0.0912 | VACANT | Vacant - off
2024-07-30T20:45:00 | 0 |  | 0 | 0.0917 | 0.0607 | 0 | 0 | 2.69 | 0 | 25 | within_range | 4.13 | 0.0459 | VACANT | Vacant - off
2024-07-30T21:00:00 | 0 |  | 0 | 0.21 | 0 | 0 | 0 | 2.69 | 0 | 24.9 | within_range | 9.45 | 0.105 | VACANT | Vacant - off
2024-07-30T21:15:00 | 0 |  | 0 | 0.0113 | 0.1913 | 0 | 0 | 2.69 | 0 | 24.5 | within_range | 0.51 | 0.0056 | VACANT | Vacant - off
2024-07-30T21:30:00 | 0 |  | 0 | 0.1925 | 0 | 0 | 0 | 2.69 | 0 | 24 | within_range | 8.66 | 0.0963 | VACANT | Vacant - off
2024-07-30T21:45:00 | 0 |  | 0 | 0.205 | 0 | 0 | 0 | 2.69 | 0 | 24.9 | within_range | 9.22 | 0.1025 | VACANT | Vacant - off
2024-07-30T22:00:00 | 0 |  | 0 | 0.0253 | 0.1597 | 0 | 0 | 2.69 | 0 | 25.1 | within_range | 0.38 | 0.0126 | VACANT | Vacant - off
2024-07-30T22:15:00 | 0 |  | 0 | 0.1688 | 0.0562 | 0 | 0 | 2.69 | 0 | 24 | within_range | 2.53 | 0.0844 | VACANT | Vacant - off
2024-07-30T22:30:00 | 0 |  | 0 | 0 | 0.1825 | 0.0404 | 0 | 2.96 | 0 | 25.2 | within_range | 0 | 0 | VACANT | Vacant - off
2024-07-30T22:45:00 | 0 |  | 0 | 0.245 | 0 | 0 | 0 | 2.96 | 0 | 24.3 | within_range | 3.67 | 0.1225 | VACANT | Vacant - off
2024-07-30T23:00:00 | 0 |  | 0 | 0.1263 | 0.0112 | 0 | 0 | 2.96 | 0 | 27 | within_range | 1.89 | 0.0631 | VACANT | Vacant - off
2024-07-30T23:15:00 | 0 |  | 0 | 0.1718 | 0.0607 | 0 | 0 | 2.96 | 0 | 24 | within_range | 2.58 | 0.0859 | VACANT | Vacant - off
2024-07-30T23:30:00 | 0 |  | 0 | 0.1525 | 0 | 0 | 0 | 2.96 | 0 | 24.1 | within_range | 2.29 | 0.0762 | VACANT | Vacant - off
2024-07-30T23:45:00 | 0 |  | 0 | 0.1425 | 0 | 0 | 0 | 2.96 | 0 | 26.4 | within_range | 2.14 | 0.0712 | VACANT | Vacant - off

## Comparison
Metric | Baseline | Optimized | Savings
Total Energy (kWh) | 543 | 22.4 | 520.6
Total Cost (PKR) | 27241.88 | 5890.66 | 21351.22
Total Emissions (kgCO2e) | 456.77 | 121.582 | 335.188
Peak Demand (kW) | 2.6 | 1.5 | 1.1
Comfort Compliance (%) | 89.9 | 95.6 | 5.7